{"text_format":"3","workbook":"xlsx","n_sheets":32,"sheets":["封面","扉-2 工程量清单扉页","表-08 分部分项工程和单价措施项目清单与计价表【一号教学","表-11 总价措施项目清单与计价汇总表【一号教学楼】","表-12 其他项目清单与计价汇总表【一号教学楼】","表-12-1 暂列金额明细表【一号教学楼】","表-12-2 材料(工程设备)暂估价及调整表【一号教学楼】","表-12-3 专业工程暂估价及结算价表【一号教学楼】","表-12-4 计日工表【一号教学楼】","表-12-5 总承包服务费计价表【一号教学楼】","表-13 规费、税金项目计价表【一号教学楼】","表-14 主要材料价格表【一号教学楼】","表-08 分部分项工程和单价措施项目清单与计价表【二号教学","表-11 总价措施项目清单与计价汇总表【二号教学楼】","表-12 其他项目清单与计价汇总表【二号教学楼】","表-12-1 暂列金额明细表【二号教学楼】","表-12-2 材料(工程设备)暂估价及调整表【二号教学楼】","表-12-3 专业工程暂估价及结算价表【二号教学楼】","表-12-4 计日工表【二号教学楼】","表-12-5 总承包服务费计价表【二号教学楼】","表-13 规费、税金项目计价表【二号教学楼】","表-14 主要材料价格表【二号教学楼】","表-08 分部分项工程和单价措施项目清单与计价表【三号教学","表-11 总价措施项目清单与计价汇总表【三号教学楼】","表-12 其他项目清单与计价汇总表【三号教学楼】","表-12-1 暂列金额明细表【三号教学楼】","表-12-2 材料(工程设备)暂估价及调整表【三号教学楼】","表-12-3 专业工程暂估价及结算价表【三号教学楼】","表-12-4 计日工表【三号教学楼】","表-12-5 总承包服务费计价表【三号教学楼】","表-13 规费、税金项目计价表【三号教学楼】","表-14 主要材料价格表【三号教学楼】"],"read":"whole","date_system":"1900"}

{"sheet":"封面","index":0,"n_rows":11,"n_cols":7,"rows_kept":11,"merged":[[0,0,0,1],[0,2,0,5],[1,0,1,6],[2,0,2,6],[3,1,3,2],[3,3,3,4],[3,5,3,6],[4,1,4,2],[4,3,4,4],[4,5,4,6],[5,1,5,2],[5,3,5,4],[5,5,5,6],[6,1,6,2],[6,3,6,4],[6,5,6,6],[7,0,7,6],[8,1,8,2],[8,5,8,6],[9,0,9,1],[9,2,9,5],[10,0,10,6]]}
[null,null,"襄城县实验高级中学一号、二号、三号教学楼墙面改造项目"]
["招标工程量清单"]
[]
[null,"招  标  人："]
[{"$nulls":3},"(单位盖章)"]
[null,"造价咨询人："]
[{"$nulls":3},"(单位盖章)"]
["年   月   日"]
[]
[{"$nulls":6},"封-2"]
["河南省建设工程造价计价软件测评合格编号：2021-RJ002；2020-RJ002；2019-RJ004；2017-RJ004"]

{"sheet":"扉-2 工程量清单扉页","index":1,"n_rows":10,"n_cols":7,"rows_kept":10,"merged":[[0,1,0,5],[1,0,1,6],[2,0,2,1],[2,2,2,3],[2,5,2,6],[3,0,3,1],[3,2,3,3],[3,5,3,6],[4,0,4,1],[4,2,4,3],[4,5,4,6],[5,0,5,1],[5,2,5,3],[5,5,5,6],[6,0,6,1],[6,2,6,3],[6,5,6,6],[7,0,7,1],[7,2,7,3],[7,5,7,6],[8,0,8,1],[8,2,8,3],[8,5,8,6],[9,1,9,5]]}
[null,"襄城县实验高级中学一号、二号、三号教学楼墙面改造项目"]
["招标工程量清单"]
["招  标  人：",{"$nulls":3},"造价咨询人："]
[null,null,"（单位盖章）",null,null,"(单位资质专用章)"]
["法定代表人  \n\n或其授权人：",{"$nulls":3},"法定代表人  \n\n 或其授权人："]
[null,null,"(签字或盖章)",null,null,"(签字或盖章)"]
["编  制  人：",{"$nulls":3},"复  核  人："]
[null,null,"(造价人员签字盖专用章)",null,null,"(造价工程师签字盖专用章)"]
["编 制 时 间：",null,"    年   月   日",null,"复 核 时 间：","    年   月   日"]
[{"$nulls":6},"扉-2"]

{"sheet":"表-08 分部分项工程和单价措施项目清单与计价表【一号教学","index":2,"n_rows":107,"n_cols":11,"rows_kept":107,"merged":[[0,0,0,10],[1,0,1,3],[1,4,1,8],[1,9,1,10],[2,0,4,0],[2,1,4,1],[2,2,4,2],[2,3,4,4],[2,5,4,5],[2,6,4,6],[2,7,2,10],[3,7,4,7],[3,8,4,9],[5,3,5,4],[5,8,5,9],[6,3,6,4],[6,8,6,9],[7,3,7,4],[7,8,7,9],[8,3,8,4],[8,8,8,9],[9,3,9,4],[9,8,9,9],[10,0,10,7],[10,8,10,9],[11,0,11,10],[12,0,12,3],[12,4,12,8],[12,9,12,10],[13,0,13,10],[14,0,14,3],[14,4,14,8],[14,9,14,10],[15,0,17,0],[15,1,17,1],[15,2,17,2],[15,3,17,4],[15,5,17,5],[15,6,17,6],[15,7,15,10],[16,7,17,7],[16,8,17,9],[18,3,18,4],[18,8,18,9],[19,3,19,4],[19,8,19,9],[20,3,20,4],[20,8,20,9],[21,0,21,7],[21,8,21,9],[22,0,22,10],[23,0,23,3],[23,4,23,8],[23,9,23,10],[24,0,24,10],[25,0,25,3],[25,4,25,8],[25,9,25,10],[26,0,28,0],[26,1,28,1],[26,2,28,2],[26,3,28,4],[26,5,28,5],[26,6,28,6],[26,7,26,10],[27,7,28,7],[27,8,28,9],[29,3,29,4],[29,8,29,9],[30,3,30,4],[30,8,30,9],[31,3,31,4],[31,8,31,9],[32,3,32,4],[32,8,32,9],[33,3,33,4],[33,8,33,9],[34,0,34,7],[34,8,34,9],[35,0,35,10],[36,0,36,3],[36,4,36,8],[36,9,36,10],[37,0,37,10],[38,0,38,3],[38,4,38,8],[38,9,38,10],[39,0,41,0],[39,1,41,1],[39,2,41,2],[39,3,41,4],[39,5,41,5],[39,6,41,6],[39,7,39,10],[40,7,41,7],[40,8,41,9],[42,3,42,4],[42,8,42,9],[43,3,43,4],[43,8,43,9],[44,3,44,4],[44,8,44,9],[45,3,45,4],[45,8,45,9],[46,3,46,4],[46,8,46,9],[47,3,47,4],[47,8,47,9],[48,0,48,7],[48,8,48,9],[49,0,49,10],[50,0,50,3],[50,4,50,8],[50,9,50,10],[51,0,51,10],[52,0,52,3],[52,4,52,8],[52,9,52,10],[53,0,55,0],[53,1,55,1],[53,2,55,2],[53,3,55,4],[53,5,55,5],[53,6,55,6],[53,7,53,10],[54,7,55,7],[54,8,55,9],[56,3,56,4],[56,8,56,9],[57,3,57,4],[57,8,57,9],[58,3,58,4],[58,8,58,9],[59,3,59,4],[59,8,59,9],[60,3,60,4],[60,8,60,9],[61,0,61,7],[61,8,61,9],[62,0,62,10],[63,0,63,3],[63,4,63,8],[63,9,63,10],[64,0,64,10],[65,0,65,3],[65,4,65,8],[65,9,65,10],[66,0,68,0],[66,1,68,1],[66,2,68,2],[66,3,68,4],[66,5,68,5],[66,6,68,6],[66,7,66,10],[67,7,68,7],[67,8,68,9],[69,3,69,4],[69,8,69,9],[70,3,70,4],[70,8,70,9],[71,3,71,4],[71,8,71,9],[72,3,72,4],[72,8,72,9],[73,3,73,4],[73,8,73,9],[74,3,74,4],[74,8,74,9],[75,3,75,4],[75,8,75,9],[76,3,76,4],[76,8,76,9],[77,3,77,4],[77,8,77,9],[78,3,78,4],[78,8,78,9],[79,3,79,4],[79,8,79,9],[80,3,80,4],[80,8,80,9],[81,0,81,7],[81,8,81,9],[82,0,82,10],[83,0,83,3],[83,4,83,8],[83,9,83,10],[84,0,84,10],[85,0,85,3],[85,4,85,8],[85,9,85,10],[86,0,88,0],[86,1,88,1],[86,2,88,2],[86,3,88,4],[86,5,88,5],[86,6,88,6],[86,7,86,10],[87,7,88,7],[87,8,88,9],[89,3,89,4],[89,8,89,9],[90,3,90,4],[90,8,90,9],[91,3,91,4],[91,8,91,9],[92,3,92,4],[92,8,92,9],[93,3,93,4],[93,8,93,9],[94,3,94,4],[94,8,94,9],[95,3,95,4],[95,8,95,9],[96,3,96,4],[96,8,96,9],[97,3,97,4],[97,8,97,9],[98,3,98,4],[98,8,98,9],[99,0,99,7],[99,8,99,9],[100,0,100,10],[101,0,101,3],[101,4,101,8],[101,9,101,10],[102,0,102,10],[103,0,103,3],[103,4,103,8],[103,9,103,10],[104,0,104,7],[104,8,104,9],[105,0,105,10],[106,0,106,3],[106,4,106,8],[106,9,106,10]]}
["分部分项工程和单价措施项目清单与计价表"]
["工程名称：一号教学楼",{"$nulls":3},"标段：襄城县实验高级中学一号、二号、三号教学楼墙面改造项目",{"$nulls":4},"第 1 页 共 8 页"]
["序号","项目编码","项目名称","项目特征描述",null,"计量单位","工程量","金 额(元)"]
[{"$nulls":7},"综合单价","合 价",null,"其中"]
[{"$nulls":10},"暂估价"]
[null,"A.11","楼地面装饰工程"]
[1,"011102003001","块料楼地面","部位：一至四层原有卫生间\n1.素水泥浆一道\n2.1.0厚水泥基渗透结晶防水涂料；(用量不应小于1.5kg/m²),四周上翻300高\n3.1.5厚聚合物水泥防水涂料(I型)四周上翻300高\n4.20厚1：3干硬性水泥砂浆\n5.10厚600X600防滑地砖铺实拍平，稀水泥砂浆擦缝\n6.具体详见图纸及相关规范",null,"m2","327.17"]
[null,null,"分部小计"]
[null,"A.12","墙、柱面装饰与隔断、幕墙工程"]
[1,"011201001001","墙面一般抹灰","部位：外墙1（2轴交G-T轴处外立面除外）\n1.墙体抹灰基层局部修补、清扫干净(局部修补做法：9厚1:3水泥砂浆 、6厚1：2.5水泥砂浆找平；局部修补量按1%计）\n2.刷专用界面剂一遍\n3.5厚聚合物水泥防水砂浆（兼做抗裂砂浆），中间压入一层耐碱玻纤网格布\n4.具体详见图纸及相关规范",null,"m2","3614.47"]
["本页小计"]
["注：为计取规费等的使用，可在表中增设其中：“定额人工费”。"]
[{"$nulls":9},"表—08"]
["分部分项工程和单价措施项目清单与计价表"]
["工程名称：一号教学楼",{"$nulls":3},"标段：襄城县实验高级中学一号、二号、三号教学楼墙面改造项目",{"$nulls":4},"第 2 页 共 8 页"]
["序号","项目编码","项目名称","项目特征描述",null,"计量单位","工程量","金 额(元)"]
[{"$nulls":7},"综合单价","合 价",null,"其中"]
[{"$nulls":10},"暂估价"]
[2,"011202001001","柱、梁面一般抹灰","部位：独立柱\n1.墙体抹灰基层局部修补、清扫干净(局部修补做法：1、9厚1:3水泥砂浆 2、6厚1：2.5水泥砂浆找平；局部修补量按1%计）\n2.刷专用界面剂一遍",null,"m2","16.98"]
[3,"011201001002","墙面一般抹灰","部位：外墙2（2轴交G-T轴处外立面）\n1.原岩棉保温板表面刷专用界面剂一遍\n2.抹3-6厚抹面胶浆，压入一层耐碱玻纤网格布\n3.薄抹第三道抹面胶浆\n4.具体详见图纸及相关规范",null,"m2","273.57"]
[4,"011204003001","块料墙面","部位：一至四层原有卫生间（1.5m以下）\n1.墙体抹灰基层局部修补、清扫干净(局部修补做法：9厚1:3水泥砂浆 、6厚1：2.5水泥砂浆找平；局部修补量按1%计）\n2.刷专用界面剂一遍\n3.5厚聚合物水泥防水砂浆（兼做抗裂砂浆），中间压入一层耐碱玻纤网格布\n4.3-4厚1:1水泥砂浆加水重20%建筑胶粘结层；\n5.300*300*5厚面砖擦缝材料擦缝(贴砖高度1.5m高）\n6.具体详见图纸及相关规范",null,"m2","667.5"]
["本页小计"]
["注：为计取规费等的使用，可在表中增设其中：“定额人工费”。"]
[{"$nulls":9},"表—08"]
["分部分项工程和单价措施项目清单与计价表"]
["工程名称：一号教学楼",{"$nulls":3},"标段：襄城县实验高级中学一号、二号、三号教学楼墙面改造项目",{"$nulls":4},"第 3 页 共 8 页"]
["序号","项目编码","项目名称","项目特征描述",null,"计量单位","工程量","金 额(元)"]
[{"$nulls":7},"综合单价","合 价",null,"其中"]
[{"$nulls":10},"暂估价"]
[null,null,"分部小计"]
[null,"A.14","油漆、涂料、裱糊工程"]
[1,"011406001001","抹灰面油漆","部位：外墙乳胶漆\n1.1.5厚聚合物水泥防水涂料(Ⅱ型)\n2.2厚柔性耐水腻子分两遍刮平\n3.涂饰底层涂料\n4.喷涂主层涂料\n5.涂饰面层涂料二遍\n6.具体详见图纸及相关规范",null,"m2","4123.58"]
[2,"011407001001","墙面喷刷涂料","部位：一至四层原有卫生间（1.5m以上）\n1.墙体抹灰基层局部修补、清扫干净(局部修补做法：9厚1:3水泥砂浆 、6厚1：2.5水泥砂浆找平；局部修补量按1%计）\n2.刷专用界面剂一遍\n3.5厚聚合物水泥防水砂浆（兼做抗裂砂浆），中间压入一层耐碱玻纤网格布\n4.2厚柔性耐水腻子分两遍刮平，刷底漆一遍\n5.内墙白色无机高分子涂料（A级）面漆二遍\n6.具体详见图纸及相关规范",null,"m2","1177.41"]
[3,"011407001002","墙面喷刷涂料","部位：走廊、楼梯间\n1.墙面抹灰基层清扫干净，界面剂一道\n2.满刮内墙腻子二遍，刷底漆一遍\n3.内墙白色无机高分子涂料（A级）面漆二遍",null,"m2","2835.67"]
["本页小计"]
["注：为计取规费等的使用，可在表中增设其中：“定额人工费”。"]
[{"$nulls":9},"表—08"]
["分部分项工程和单价措施项目清单与计价表"]
["工程名称：一号教学楼",{"$nulls":3},"标段：襄城县实验高级中学一号、二号、三号教学楼墙面改造项目",{"$nulls":4},"第 4 页 共 8 页"]
["序号","项目编码","项目名称","项目特征描述",null,"计量单位","工程量","金 额(元)"]
[{"$nulls":7},"综合单价","合 价",null,"其中"]
[{"$nulls":10},"暂估价"]
[4,"011407002001","天棚喷刷涂料","部位：一至四层原有卫生间\n1.顶棚板底抹灰基层清扫干净，界面剂一道\n2满刮3厚顶棚耐水腻子二遍，刷底漆一遍\n3.白色无机高分子涂料（A级）面漆二遍\n4.具体详见图纸及相关规范",null,"m2","511.53"]
[5,"011407002002","天棚喷刷涂料","部位：室外底板\n1.顶棚板底抹灰基层清扫干净，界面剂一道\n2满刮3厚顶棚耐水腻子二遍，刷底漆一遍\n3.白色无机高分子涂料（A级）面漆二遍\n4.具体详见图纸及相关规范",null,"m2","253.04"]
[6,"011407002003","天棚喷刷涂料","部位：走道及楼梯间\n1.顶棚板底抹灰基层清扫干净，界面剂一道\n2满刮3厚顶棚耐水腻子二遍，刷底漆一遍\n3.白色无机高分子涂料（A级）面漆二遍\n4.具体详见图纸及相关规范",null,"m2","2305.05"]
[null,null,"分部小计"]
[null,null,"卫生间池槽"]
[null,null,"小便槽"]
["本页小计"]
["注：为计取规费等的使用，可在表中增设其中：“定额人工费”。"]
[{"$nulls":9},"表—08"]
["分部分项工程和单价措施项目清单与计价表"]
["工程名称：一号教学楼",{"$nulls":3},"标段：襄城县实验高级中学一号、二号、三号教学楼墙面改造项目",{"$nulls":4},"第 5 页 共 8 页"]
["序号","项目编码","项目名称","项目特征描述",null,"计量单位","工程量","金 额(元)"]
[{"$nulls":7},"综合单价","合 价",null,"其中"]
[{"$nulls":10},"暂估价"]
[1,"011102003002","块料楼地面","1.4~5厚釉面砖,白水泥擦缝\n2.20厚1:4千硬性水泥砂浆,面撒素水泥\n3.1.5厚聚氨脂防水涂料,面上撒黄砂,四周沿墙上翻 400高\n4.刷基层处理剂一遍\n5.做法参98ZJ512 1/19",null,"个","8"]
[null,null,"大便槽"]
[1,"011102003003","块料楼地面","部位：池槽两侧\n1.4~5厚釉面砖，白水泥擦缝\n2.20厚1:4千硬性水泥砂浆，面素水泥\n3.1.5厚聚氨酯防水涂料\n4.做法参98ZJ512 2/20",null,"个","8"]
[2,"011102003004","块料楼地面","部位：池槽\n1.4~5厚釉面砖，白水泥擦缝\n2.20厚1:4千硬性水泥砂浆，面素水泥\n3.1.5厚聚氨脂防水涂料(包括沟壁)面上微黄砂\n4.刷基层处理剂一遍\n5.做法参98ZJ512 2/20",null,"个","8"]
[3,"010401003001","实心砖墙","砖砌隔断\n1.砖砌隔断(M5混合砂浆砌筑)\n2.具体详见图纸及相关规范",null,"m3","9.95"]
["本页小计"]
["注：为计取规费等的使用，可在表中增设其中：“定额人工费”。"]
[{"$nulls":9},"表—08"]
["分部分项工程和单价措施项目清单与计价表"]
["工程名称：一号教学楼",{"$nulls":3},"标段：襄城县实验高级中学一号、二号、三号教学楼墙面改造项目",{"$nulls":4},"第 6 页 共 8 页"]
["序号","项目编码","项目名称","项目特征描述",null,"计量单位","工程量","金 额(元)"]
[{"$nulls":7},"综合单价","合 价",null,"其中"]
[{"$nulls":10},"暂估价"]
[4,"011204003002","块料墙面","砖砌隔断\n1.贴5厚100*100白色釉面砖，白水泥擦缝\n2.5厚1:1水泥砂浆加水重20%的建筑胶镶贴\n3.刷素水泥浆一道\n4.15厚1:3水泥砂浆\n5.具体详见图纸及相关规范",null,"m2","331.78"]
[null,null,"洗漱台"]
[1,"011505001001","洗漱台","1.洗面台做法：参12YJ11 A/54",null,"个","16"]
[null,null,"水箱洁具"]
[1,"031004013001","大、小便槽自动冲洗水箱拆除","1.原有冲洗水箱拆除\n2.规格:50L",null,"套","16"]
[2,"031004013002","大、小便槽自动冲洗水箱","1.类型:感应式冲洗水箱\n2.规格:50L\n3.水箱配件:含配套感应探头、线路线缆等相关附件",null,"套","16"]
[3,"031001006001","塑料管","1.安装部位:室内\n2.介质:排水\n3.材质、规格:UPVC管 De50\n4.连接形式:粘接",null,"m","67.2"]
[4,"011612001001","管道拆除","1.管道种类、材质:De50UPVC水箱配套立管拆除",null,"m","67.2"]
[5,"011612002001","卫生洁具拆除","1.卫生洁具种类:水龙头拆除",null,"套","48"]
[6,"031004003001","洗脸盆","1.名称:洗脸盆\n2.材质:人造石\n3.规格、类型:台式\n4.组装形式:成套",null,"组","48"]
[null,null,"分部小计"]
[null,"A.16","拆除工程"]
["本页小计"]
["注：为计取规费等的使用，可在表中增设其中：“定额人工费”。"]
[{"$nulls":9},"表—08"]
["分部分项工程和单价措施项目清单与计价表"]
["工程名称：一号教学楼",{"$nulls":3},"标段：襄城县实验高级中学一号、二号、三号教学楼墙面改造项目",{"$nulls":4},"第 7 页 共 8 页"]
["序号","项目编码","项目名称","项目特征描述",null,"计量单位","工程量","金 额(元)"]
[{"$nulls":7},"综合单价","合 价",null,"其中"]
[{"$nulls":10},"暂估价"]
[1,"011601001001","砖砌体拆除","1.拆除砖砌隔断\n2.拆除盥洗池\n3.拆除垃圾外运，运距5km\n4.具体详见图纸及相关规范",null,"m3","12.59"]
[2,"011605001001","平面块料拆除","1.拆除原有10厚地砖面层及20厚水泥砂浆结合层，并清扫干净\n2.拆除垃圾外运，运距5km\n3.具体详见图纸及相关规范",null,"m2","469.44"]
[3,"011605002001","立面块料拆除","1.拆除1.5m高原有5厚面砖墙面，并清扫干净；\n2.拆除垃圾外运，运距5km\n3.具体详见图纸及相关规范",null,"m2","667.5"]
[4,"011608002001","铲除涂料面","1.拆除内墙面涂料层\n2.拆除垃圾外运，运距5km\n3.具体详见图纸及相关规范",null,"m2","4013.08"]
[5,"011608002002","铲除涂料面","1.拆除天棚面涂料层\n2.拆除垃圾外运，运距5km\n3.具体详见图纸及相关规范",null,"m2","3069.62"]
[6,"011608002003","铲除涂料面","1.铲除外墙涂料层\n2.拆除垃圾外运，运距5km\n3.具体详见图纸及相关规范",null,"m2","4123.58"]
[null,null,"分部小计"]
[null,null,"措施项目"]
[1,"011701008001","外装饰吊篮","1.外装饰吊篮\n2.具体详见图纸及相关规范",null,"m2","5477.19"]
[2,"011701006001","满堂脚手架","1.内墙、天棚粉刷脚手架\n2.具体详见图纸及相关规范",null,"m2","2407.29"]
["本页小计"]
["注：为计取规费等的使用，可在表中增设其中：“定额人工费”。"]
[{"$nulls":9},"表—08"]
["分部分项工程和单价措施项目清单与计价表"]
["工程名称：一号教学楼",{"$nulls":3},"标段：襄城县实验高级中学一号、二号、三号教学楼墙面改造项目",{"$nulls":4},"第 8 页 共 8 页"]
["合  计"]
["注：为计取规费等的使用，可在表中增设其中：“定额人工费”。"]
[{"$nulls":9},"表—08"]

{"sheet":"表-11 总价措施项目清单与计价汇总表【一号教学楼】","index":3,"n_rows":34,"n_cols":11,"rows_kept":34,"merged":[[0,0,0,10],[1,0,1,3],[1,4,1,7],[1,8,1,10],[2,3,2,4],[2,7,2,8],[3,3,3,4],[3,7,3,8],[4,3,4,4],[4,7,4,8],[5,3,5,4],[5,7,5,8],[6,3,6,4],[6,7,6,8],[7,3,7,4],[7,7,7,8],[8,3,8,4],[8,7,8,8],[9,3,9,4],[9,7,9,8],[10,3,10,4],[10,7,10,8],[11,3,11,4],[11,7,11,8],[12,3,12,4],[12,7,12,8],[13,3,13,4],[13,7,13,8],[14,3,14,4],[14,7,14,8],[15,3,15,4],[15,7,15,8],[16,3,16,4],[16,7,16,8],[17,3,17,4],[17,7,17,8],[18,3,18,4],[18,7,18,8],[19,3,19,4],[19,7,19,8],[20,3,20,4],[20,7,20,8],[21,3,21,4],[21,7,21,8],[22,3,22,4],[22,7,22,8],[23,3,23,4],[23,7,23,8],[24,3,24,4],[24,7,24,8],[25,3,25,4],[25,7,25,8],[26,3,26,4],[26,7,26,8],[27,3,27,4],[27,7,27,8],[28,3,28,4],[28,7,28,8],[29,3,29,4],[29,7,29,8],[30,0,30,5],[30,7,30,8],[31,0,31,3],[31,4,31,7],[31,8,31,10],[32,0,32,10],[33,0,33,3],[33,4,33,7],[33,8,33,10]]}
["总价措施项目清单与计价表"]
["工程名称：一号教学楼",{"$nulls":3},"标段：襄城县实验高级中学一号、二号、三号教学楼墙面改造项目",{"$nulls":3},"第 1 页 共 1 页"]
["序号","项目编码","项 目 名 称","计 算 基 础",null,"费率(%)","金 额(元)","调整费\n率(%)",null,"调整后金额\n(元)","备 注"]
["1","011707001001","安全文明施工费","分部分项安全文明施工费+单价措施安全文明施工费"]
["2","01","其他措施费（费率类）"]
["2.1","011707002001","夜间施工增加费","分部分项其他措施费+单价措施其他措施费",null,"25"]
["2.2","011707004001","二次搬运费","分部分项其他措施费+单价措施其他措施费",null,"50"]
["2.3","011707005001","冬雨季施工增加费","分部分项其他措施费+单价措施其他措施费",null,"25"]
["3","02","其他（费率类）"]
{"$rows_empty":21}
["合  计"]
["编制人（造价人员）：",{"$nulls":3},"复核人（造价工程师）："]
["注：1.“计算基础”中安全文明施工费可为“定额基价”、“定额人工费”或“定额人工费+定额机械费”，其他项目可为“定额人工费”或“定额人工费+定额机械费”。\n    2.按施工方案计算的措施费，若无“计算基础”和“费率”的数值，也可只填“金额”数值，但应在备注栏说明施工方案出处或计算方法。"]
[{"$nulls":8},"表-11"]

{"sheet":"表-12 其他项目清单与计价汇总表【一号教学楼】","index":4,"n_rows":38,"n_cols":7,"rows_kept":38,"merged":[[0,0,0,6],[1,0,1,2],[1,3,1,4],[1,5,1,6],[2,2,2,3],[2,4,2,5],[3,2,3,3],[3,4,3,5],[4,2,4,3],[4,4,4,5],[5,2,5,3],[5,4,5,5],[6,2,6,3],[6,4,6,5],[7,2,7,3],[7,4,7,5],[8,2,8,3],[8,4,8,5],[9,2,9,3],[9,4,9,5],[10,2,10,3],[10,4,10,5],[11,2,11,3],[11,4,11,5],[12,2,12,3],[12,4,12,5],[13,2,13,3],[13,4,13,5],[14,2,14,3],[14,4,14,5],[15,2,15,3],[15,4,15,5],[16,2,16,3],[16,4,16,5],[17,2,17,3],[17,4,17,5],[18,2,18,3],[18,4,18,5],[19,2,19,3],[19,4,19,5],[20,2,20,3],[20,4,20,5],[21,2,21,3],[21,4,21,5],[22,2,22,3],[22,4,22,5],[23,2,23,3],[23,4,23,5],[24,2,24,3],[24,4,24,5],[25,2,25,3],[25,4,25,5],[26,2,26,3],[26,4,26,5],[27,2,27,3],[27,4,27,5],[28,2,28,3],[28,4,28,5],[29,2,29,3],[29,4,29,5],[30,2,30,3],[30,4,30,5],[31,2,31,3],[31,4,31,5],[32,2,32,3],[32,4,32,5],[33,2,33,3],[33,4,33,5],[34,2,34,3],[34,4,34,5],[35,0,35,1],[35,2,35,3],[35,4,35,5],[36,0,36,6],[37,0,37,2],[37,3,37,4],[37,5,37,6]]}
["其他项目清单与计价汇总表"]
["工程名称：一号教学楼",null,null,"标段：襄城县实验高级中学一号、二号、三号教学楼墙面改造项目",null,"第 1 页 共 1 页"]
["序号","项 目 名 称","金 额(元)",null,"结算金额(元)",null,"备 注"]
["1","暂列金额",{"$nulls":4},"明细详见表-12-1"]
["2","暂估价"]
["2.1","材料（工程设备）暂估价","—      ",{"$nulls":3},"明细详见表-12-2"]
["2.2","专业工程暂估价",{"$nulls":4},"明细详见表-12-3"]
["3","计日工",{"$nulls":4},"明细详见表-12-4"]
["4","总承包服务费",{"$nulls":4},"明细详见表-12-5"]
{"$rows_empty":26}
["合  计",{"$nulls":5},"—"]
["注：材料（工程设备）暂估单价进入清单项目综合单价，此处不汇总。"]
[{"$nulls":5},"表—12"]

{"sheet":"表-12-1 暂列金额明细表【一号教学楼】","index":5,"n_rows":38,"n_cols":7,"rows_kept":38,"merged":[[0,0,0,6],[1,0,1,1],[1,2,1,4],[1,5,1,6],[2,1,2,2],[2,4,2,5],[3,1,3,2],[3,4,3,5],[4,1,4,2],[4,4,4,5],[5,1,5,2],[5,4,5,5],[6,1,6,2],[6,4,6,5],[7,1,7,2],[7,4,7,5],[8,1,8,2],[8,4,8,5],[9,1,9,2],[9,4,9,5],[10,1,10,2],[10,4,10,5],[11,1,11,2],[11,4,11,5],[12,1,12,2],[12,4,12,5],[13,1,13,2],[13,4,13,5],[14,1,14,2],[14,4,14,5],[15,1,15,2],[15,4,15,5],[16,1,16,2],[16,4,16,5],[17,1,17,2],[17,4,17,5],[18,1,18,2],[18,4,18,5],[19,1,19,2],[19,4,19,5],[20,1,20,2],[20,4,20,5],[21,1,21,2],[21,4,21,5],[22,1,22,2],[22,4,22,5],[23,1,23,2],[23,4,23,5],[24,1,24,2],[24,4,24,5],[25,1,25,2],[25,4,25,5],[26,1,26,2],[26,4,26,5],[27,1,27,2],[27,4,27,5],[28,1,28,2],[28,4,28,5],[29,1,29,2],[29,4,29,5],[30,1,30,2],[30,4,30,5],[31,1,31,2],[31,4,31,5],[32,1,32,2],[32,4,32,5],[33,1,33,2],[33,4,33,5],[34,1,34,2],[34,4,34,5],[35,0,35,3],[35,4,35,5],[36,0,36,6],[37,0,37,1],[37,2,37,4],[37,5,37,6]]}
["暂列金额明细表"]
["工程名称：一号教学楼",null,"标段：襄城县实验高级中学一号、二号、三号教学楼墙面改造项目",null,null,"第 1 页 共 1 页"]
["序号","项 目 名 称",null,"计量单位","暂定金额(元)",null,"备 注"]
{"$rows_empty":32}
["合  计",{"$nulls":5},"—"]
["注：此表由招标人填写，如不能详列，也可只列暂定金额总额，投标人应将上述暂列金额计入投标总价中。"]
[{"$nulls":5},"表—12—1"]

{"sheet":"表-12-2 材料(工程设备)暂估价及调整表【一号教学楼】","index":6,"n_rows":38,"n_cols":12,"rows_kept":38,"merged":[[0,0,0,11],[1,0,1,4],[1,5,1,8],[1,9,1,11],[2,0,3,0],[2,1,3,1],[2,2,3,2],[2,3,2,4],[2,5,2,6],[2,7,2,8],[2,9,2,10],[2,11,3,11],[35,0,35,2],[36,0,36,11],[37,0,37,4],[37,5,37,8],[37,9,37,11]]}
["材料（工程设备）暂估单价及调整表"]
["工程名称：一号教学楼",{"$nulls":4},"标段：襄城县实验高级中学一号、二号、三号教学楼墙面改造项目",{"$nulls":3},"第 1 页 共 1 页"]
["序号","材料(工程设备)\n名称、规格、型号","计量\n单位","数 量",null,"暂 估(元)",null,"确 认(元)",null,"差额±(元)",null,"备 注"]
[{"$nulls":3},"暂 估","确 认","单 价","合 价","单 价","合 价","单 价","合 价"]
{"$rows_empty":31}
["合  计"]
["注：此表由招标人填写“暂估单价”，并在备注栏说明暂估价的材料、工程设备拟用在那些清单项目上，投标人应将上述材料、工程设备暂估单价计入工程量清单综合单价报价中。"]
[{"$nulls":9},"表—12—2"]

{"sheet":"表-12-3 专业工程暂估价及结算价表【一号教学楼】","index":7,"n_rows":38,"n_cols":9,"rows_kept":38,"merged":[[0,0,0,8],[1,0,1,2],[1,3,1,5],[1,6,1,8],[2,2,2,3],[2,5,2,6],[3,2,3,3],[3,5,3,6],[4,2,4,3],[4,5,4,6],[5,2,5,3],[5,5,5,6],[6,2,6,3],[6,5,6,6],[7,2,7,3],[7,5,7,6],[8,2,8,3],[8,5,8,6],[9,2,9,3],[9,5,9,6],[10,2,10,3],[10,5,10,6],[11,2,11,3],[11,5,11,6],[12,2,12,3],[12,5,12,6],[13,2,13,3],[13,5,13,6],[14,2,14,3],[14,5,14,6],[15,2,15,3],[15,5,15,6],[16,2,16,3],[16,5,16,6],[17,2,17,3],[17,5,17,6],[18,2,18,3],[18,5,18,6],[19,2,19,3],[19,5,19,6],[20,2,20,3],[20,5,20,6],[21,2,21,3],[21,5,21,6],[22,2,22,3],[22,5,22,6],[23,2,23,3],[23,5,23,6],[24,2,24,3],[24,5,24,6],[25,2,25,3],[25,5,25,6],[26,2,26,3],[26,5,26,6],[27,2,27,3],[27,5,27,6],[28,2,28,3],[28,5,28,6],[29,2,29,3],[29,5,29,6],[30,2,30,3],[30,5,30,6],[31,2,31,3],[31,5,31,6],[32,2,32,3],[32,5,32,6],[33,2,33,3],[33,5,33,6],[34,2,34,3],[34,5,34,6],[35,0,35,3],[35,5,35,6],[36,0,36,8],[37,0,37,2],[37,3,37,5],[37,6,37,8]]}
["专业工程暂估价及结算价表"]
["工程名称：一号教学楼",null,null,"标段：襄城县实验高级中学一号、二号、三号教学楼墙面改造项目",null,null,"第 1 页 共 1 页"]
["序号","工 程 名 称","工程内容",null,"暂估金额\n（元）","结算金额\n(元)",null,"差额±(元)","备 注"]
{"$rows_empty":32}
["合  计",{"$nulls":3},"0.00",{"$nulls":3},"—"]
["注：此表“暂估金额”由招标人填写，投标人应将“暂估金额”计入投标总价中。结算时按合同约定结算金额填写。"]
[{"$nulls":6},"表—12—3"]

{"sheet":"表-12-4 计日工表【一号教学楼】","index":8,"n_rows":38,"n_cols":10,"rows_kept":38,"merged":[[0,0,0,9],[1,0,1,3],[1,4,1,6],[1,7,1,9],[2,0,3,0],[2,1,3,1],[2,2,3,2],[2,3,3,4],[2,5,3,5],[2,6,3,7],[2,8,2,9],[4,3,4,4],[4,6,4,7],[5,3,5,4],[5,6,5,7],[6,0,6,7],[7,3,7,4],[7,6,7,7],[8,3,8,4],[8,6,8,7],[9,0,9,7],[10,3,10,4],[10,6,10,7],[11,3,11,4],[11,6,11,7],[12,0,12,7],[13,3,13,4],[13,6,13,7],[14,3,14,4],[14,6,14,7],[15,3,15,4],[15,6,15,7],[16,3,16,4],[16,6,16,7],[17,3,17,4],[17,6,17,7],[18,3,18,4],[18,6,18,7],[19,3,19,4],[19,6,19,7],[20,3,20,4],[20,6,20,7],[21,3,21,4],[21,6,21,7],[22,3,22,4],[22,6,22,7],[23,3,23,4],[23,6,23,7],[24,3,24,4],[24,6,24,7],[25,3,25,4],[25,6,25,7],[26,3,26,4],[26,6,26,7],[27,3,27,4],[27,6,27,7],[28,3,28,4],[28,6,28,7],[29,3,29,4],[29,6,29,7],[30,3,30,4],[30,6,30,7],[31,3,31,4],[31,6,31,7],[32,3,32,4],[32,6,32,7],[33,3,33,4],[33,6,33,7],[34,3,34,4],[34,6,34,7],[35,0,35,7],[36,0,36,9],[37,0,37,3],[37,4,37,6],[37,7,37,9]]}
["计 日 工 表"]
["工程名称：一号教学楼",{"$nulls":3},"标段：襄城县实验高级中学一号、二号、三号教学楼墙面改造项目",null,null,"第 1 页 共 1 页"]
["编号","项 目 名 称","单位","暂定数量",null,"实际数量","综合单价\n(元)",null,"合 价(元)"]
[{"$nulls":8},"暂 定","实 际"]
["一","人工"]
[1]
["人工小计"]
["二","材料"]
[1]
["材料小计"]
["三","施工机械"]
[1]
["施工机械小计"]
["四","企业管理费和利润"]
{"$rows_empty":21}
["总  计"]
["注：此表项目名称、暂定数量由招标人填写，编制招标控制价时，单价由招标人按有关计价规定确定；投标时，单价由投标人自主报价，按暂定数量计算合价计入投标总价中。结算时，按发承包双方确认的实际数量计算合价。"]
[{"$nulls":7},"表—12—4"]

{"sheet":"表-12-5 总承包服务费计价表【一号教学楼】","index":9,"n_rows":38,"n_cols":9,"rows_kept":38,"merged":[[0,0,0,8],[1,0,1,2],[1,3,1,5],[1,6,1,8],[2,2,2,3],[2,5,2,6],[3,2,3,3],[3,5,3,6],[4,2,4,3],[4,5,4,6],[5,2,5,3],[5,5,5,6],[6,2,6,3],[6,5,6,6],[7,2,7,3],[7,5,7,6],[8,2,8,3],[8,5,8,6],[9,2,9,3],[9,5,9,6],[10,2,10,3],[10,5,10,6],[11,2,11,3],[11,5,11,6],[12,2,12,3],[12,5,12,6],[13,2,13,3],[13,5,13,6],[14,2,14,3],[14,5,14,6],[15,2,15,3],[15,5,15,6],[16,2,16,3],[16,5,16,6],[17,2,17,3],[17,5,17,6],[18,2,18,3],[18,5,18,6],[19,2,19,3],[19,5,19,6],[20,2,20,3],[20,5,20,6],[21,2,21,3],[21,5,21,6],[22,2,22,3],[22,5,22,6],[23,2,23,3],[23,5,23,6],[24,2,24,3],[24,5,24,6],[25,2,25,3],[25,5,25,6],[26,2,26,3],[26,5,26,6],[27,2,27,3],[27,5,27,6],[28,2,28,3],[28,5,28,6],[29,2,29,3],[29,5,29,6],[30,2,30,3],[30,5,30,6],[31,2,31,3],[31,5,31,6],[32,2,32,3],[32,5,32,6],[33,2,33,3],[33,5,33,6],[34,2,34,3],[34,5,34,6],[35,2,35,3],[35,5,35,6],[36,0,36,8],[37,0,37,2],[37,3,37,5],[37,6,37,8]]}
["总承包服务费计价表"]
["工程名称：一号教学楼",null,null,"标段：襄城县实验高级中学一号、二号、三号教学楼墙面改造项目",null,null,"第 1 页 共 1 页"]
["序号","项 目 名 称","项目价值（元）",null,"服务内容","计算基础",null,"费率(%)","金 额(元)"]
{"$rows_empty":32}
[null,"合    计","-",null,"-",null,null,"-"]
["注：此表项目名称、服务内容由招标人填写，编制招标控制价时，费率及金额由招标人按有关计价规定确定；投标时，费率及金额由投标人自主报价，计入投标总价中。"]
[{"$nulls":6},"表—12—5"]

{"sheet":"表-13 规费、税金项目计价表【一号教学楼】","index":10,"n_rows":37,"n_cols":8,"rows_kept":37,"merged":[[0,0,0,7],[1,0,1,2],[1,3,1,5],[1,6,1,7],[2,2,2,3],[2,5,2,6],[3,2,3,3],[3,5,3,6],[4,2,4,3],[4,5,4,6],[5,2,5,3],[5,5,5,6],[6,2,6,3],[6,5,6,6],[7,2,7,3],[7,5,7,6],[8,2,8,3],[8,5,8,6],[9,2,9,3],[9,5,9,6],[10,2,10,3],[10,5,10,6],[11,2,11,3],[11,5,11,6],[12,2,12,3],[12,5,12,6],[13,2,13,3],[13,5,13,6],[14,2,14,3],[14,5,14,6],[15,2,15,3],[15,5,15,6],[16,2,16,3],[16,5,16,6],[17,2,17,3],[17,5,17,6],[18,2,18,3],[18,5,18,6],[19,2,19,3],[19,5,19,6],[20,2,20,3],[20,5,20,6],[21,2,21,3],[21,5,21,6],[22,2,22,3],[22,5,22,6],[23,2,23,3],[23,5,23,6],[24,2,24,3],[24,5,24,6],[25,2,25,3],[25,5,25,6],[26,2,26,3],[26,5,26,6],[27,2,27,3],[27,5,27,6],[28,2,28,3],[28,5,28,6],[29,2,29,3],[29,5,29,6],[30,2,30,3],[30,5,30,6],[31,2,31,3],[31,5,31,6],[32,2,32,3],[32,5,32,6],[33,2,33,3],[33,5,33,6],[34,0,34,4],[34,5,34,6],[35,0,35,2],[35,3,35,7],[36,0,36,2],[36,3,36,5],[36,6,36,7]]}
["规费、税金项目计价表"]
["工程名称：一号教学楼",null,null,"标段：襄城县实验高级中学一号、二号、三号教学楼墙面改造项目",null,null,"第 1 页 共 1 页"]
["序号","项 目 名 称","计 算 基 础",null,"计算基数","计算费率\n(%)",null,"金 额(元)"]
["1","规费","定额规费+工程排污费+其他"]
["1.1","定额规费","分部分项规费+单价措施规费"]
["1.2","工程排污费"]
["1.3","其他"]
["2","增值税","不含税工程造价合计",null,null,"9"]
{"$rows_empty":26}
["合  计"]
[" 编制人（造价人员）：",null,null,"复核人（造价工程师）："]
[{"$nulls":6},"表—13"]

{"sheet":"表-14 主要材料价格表【一号教学楼】","index":11,"n_rows":12,"n_cols":10,"rows_kept":12,"merged":[[0,0,0,9],[1,0,1,1],[1,2,1,7],[1,8,1,9],[2,1,2,2],[2,7,2,8],[3,1,3,2],[3,7,3,8],[4,1,4,2],[4,7,4,8],[5,1,5,2],[5,7,5,8],[6,1,6,2],[6,7,6,8],[7,1,7,2],[7,7,7,8],[8,1,8,2],[8,7,8,8],[9,1,9,2],[9,7,9,8],[10,1,10,2],[10,7,10,8],[11,1,11,2],[11,7,11,8],[12,1,12,2],[12,7,12,8],[13,1,13,2],[13,7,13,8],[14,1,14,2],[14,7,14,8],[15,1,15,2],[15,7,15,8],[16,1,16,2],[16,7,16,8],[17,1,17,2],[17,7,17,8],[18,1,18,2],[18,7,18,8],[19,1,19,2],[19,7,19,8],[20,1,20,2],[20,7,20,8],[21,1,21,2],[21,7,21,8],[22,1,22,2],[22,7,22,8],[23,1,23,2],[23,7,23,8],[24,1,24,2],[24,7,24,8],[25,1,25,2],[25,7,25,8],[26,1,26,2],[26,7,26,8],[27,1,27,2],[27,7,27,8],[28,1,28,2],[28,7,28,8],[29,1,29,2],[29,7,29,8],[30,1,30,2],[30,7,30,8],[31,1,31,2],[31,7,31,8],[32,1,32,2],[32,7,32,8],[33,1,33,2],[33,7,33,8],[34,1,34,2],[34,7,34,8],[35,1,35,2],[35,7,35,8]]}
["主要材料价格表"]
["工程名称：",null,"一号教学楼",{"$nulls":5},"第 1 页 共 1 页"]
["序号","材料编码",null,"材料名称","规格、型号\n等特殊要求","单位","数 量","单 价",null,"合 价"]
[1,"04010133",null,"水泥","42.5","t"]
[2,"04130141",null,"烧结煤矸石普通砖","240*115*53","千块"]
[3,"13030115",null,"苯丙乳胶漆外墙用",null,"kg"]
[4,"13030237@1",null,"聚氨酯防水涂料",null,"kg"]
[5,"13050205",null,"JS复合防水材料",null,"kg"]
[6,"13050215",null,"水泥基渗透结晶防水涂料",null,"kg"]
[7,"80010541@2",null,"预拌抹灰砂浆(干拌) DP M20",null,"m3"]
[8,"80010741",null,"预拌砌筑砂浆(干拌)","DM M5","m3"]
[9,"80010747@1",null,"预拌抹灰砂浆(干拌) DP M15",null,"m3"]

{"sheet":"表-08 分部分项工程和单价措施项目清单与计价表【二号教学","index":12,"n_rows":107,"n_cols":11,"rows_kept":107,"merged":[[0,0,0,10],[1,0,1,3],[1,4,1,8],[1,9,1,10],[2,0,4,0],[2,1,4,1],[2,2,4,2],[2,3,4,4],[2,5,4,5],[2,6,4,6],[2,7,2,10],[3,7,4,7],[3,8,4,9],[5,3,5,4],[5,8,5,9],[6,3,6,4],[6,8,6,9],[7,3,7,4],[7,8,7,9],[8,3,8,4],[8,8,8,9],[9,3,9,4],[9,8,9,9],[10,0,10,7],[10,8,10,9],[11,0,11,10],[12,0,12,3],[12,4,12,8],[12,9,12,10],[13,0,13,10],[14,0,14,3],[14,4,14,8],[14,9,14,10],[15,0,17,0],[15,1,17,1],[15,2,17,2],[15,3,17,4],[15,5,17,5],[15,6,17,6],[15,7,15,10],[16,7,17,7],[16,8,17,9],[18,3,18,4],[18,8,18,9],[19,3,19,4],[19,8,19,9],[20,3,20,4],[20,8,20,9],[21,0,21,7],[21,8,21,9],[22,0,22,10],[23,0,23,3],[23,4,23,8],[23,9,23,10],[24,0,24,10],[25,0,25,3],[25,4,25,8],[25,9,25,10],[26,0,28,0],[26,1,28,1],[26,2,28,2],[26,3,28,4],[26,5,28,5],[26,6,28,6],[26,7,26,10],[27,7,28,7],[27,8,28,9],[29,3,29,4],[29,8,29,9],[30,3,30,4],[30,8,30,9],[31,3,31,4],[31,8,31,9],[32,3,32,4],[32,8,32,9],[33,3,33,4],[33,8,33,9],[34,0,34,7],[34,8,34,9],[35,0,35,10],[36,0,36,3],[36,4,36,8],[36,9,36,10],[37,0,37,10],[38,0,38,3],[38,4,38,8],[38,9,38,10],[39,0,41,0],[39,1,41,1],[39,2,41,2],[39,3,41,4],[39,5,41,5],[39,6,41,6],[39,7,39,10],[40,7,41,7],[40,8,41,9],[42,3,42,4],[42,8,42,9],[43,3,43,4],[43,8,43,9],[44,3,44,4],[44,8,44,9],[45,3,45,4],[45,8,45,9],[46,3,46,4],[46,8,46,9],[47,3,47,4],[47,8,47,9],[48,0,48,7],[48,8,48,9],[49,0,49,10],[50,0,50,3],[50,4,50,8],[50,9,50,10],[51,0,51,10],[52,0,52,3],[52,4,52,8],[52,9,52,10],[53,0,55,0],[53,1,55,1],[53,2,55,2],[53,3,55,4],[53,5,55,5],[53,6,55,6],[53,7,53,10],[54,7,55,7],[54,8,55,9],[56,3,56,4],[56,8,56,9],[57,3,57,4],[57,8,57,9],[58,3,58,4],[58,8,58,9],[59,3,59,4],[59,8,59,9],[60,3,60,4],[60,8,60,9],[61,0,61,7],[61,8,61,9],[62,0,62,10],[63,0,63,3],[63,4,63,8],[63,9,63,10],[64,0,64,10],[65,0,65,3],[65,4,65,8],[65,9,65,10],[66,0,68,0],[66,1,68,1],[66,2,68,2],[66,3,68,4],[66,5,68,5],[66,6,68,6],[66,7,66,10],[67,7,68,7],[67,8,68,9],[69,3,69,4],[69,8,69,9],[70,3,70,4],[70,8,70,9],[71,3,71,4],[71,8,71,9],[72,3,72,4],[72,8,72,9],[73,3,73,4],[73,8,73,9],[74,3,74,4],[74,8,74,9],[75,3,75,4],[75,8,75,9],[76,3,76,4],[76,8,76,9],[77,3,77,4],[77,8,77,9],[78,3,78,4],[78,8,78,9],[79,3,79,4],[79,8,79,9],[80,3,80,4],[80,8,80,9],[81,0,81,7],[81,8,81,9],[82,0,82,10],[83,0,83,3],[83,4,83,8],[83,9,83,10],[84,0,84,10],[85,0,85,3],[85,4,85,8],[85,9,85,10],[86,0,88,0],[86,1,88,1],[86,2,88,2],[86,3,88,4],[86,5,88,5],[86,6,88,6],[86,7,86,10],[87,7,88,7],[87,8,88,9],[89,3,89,4],[89,8,89,9],[90,3,90,4],[90,8,90,9],[91,3,91,4],[91,8,91,9],[92,3,92,4],[92,8,92,9],[93,3,93,4],[93,8,93,9],[94,3,94,4],[94,8,94,9],[95,3,95,4],[95,8,95,9],[96,3,96,4],[96,8,96,9],[97,3,97,4],[97,8,97,9],[98,3,98,4],[98,8,98,9],[99,0,99,7],[99,8,99,9],[100,0,100,10],[101,0,101,3],[101,4,101,8],[101,9,101,10],[102,0,102,10],[103,0,103,3],[103,4,103,8],[103,9,103,10],[104,0,104,7],[104,8,104,9],[105,0,105,10],[106,0,106,3],[106,4,106,8],[106,9,106,10]]}
["分部分项工程和单价措施项目清单与计价表"]
["工程名称：二号教学楼",{"$nulls":3},"标段：襄城县实验高级中学一号、二号、三号教学楼墙面改造项目",{"$nulls":4},"第 1 页 共 8 页"]
["序号","项目编码","项目名称","项目特征描述",null,"计量单位","工程量","金 额(元)"]
[{"$nulls":7},"综合单价","合 价",null,"其中"]
[{"$nulls":10},"暂估价"]
[null,"A.11","楼地面装饰工程"]
[1,"011102003005","块料楼地面","部位：一至四层原有卫生间\n1.素水泥浆一道\n2.1.0厚水泥基渗透结晶防水涂料；(用量不应小于1.5kg/m²),四周上翻300高\n3.1.5厚聚合物水泥防水涂料(I型)四周上翻300高\n4.20厚1：3干硬性水泥砂浆\n5.10厚600X600防滑地砖铺实拍平，稀水泥砂浆擦缝\n6.具体详见图纸及相关规范",null,"m2","327.17"]
[null,null,"分部小计"]
[null,"A.12","墙、柱面装饰与隔断、幕墙工程"]
[1,"011201001003","墙面一般抹灰","部位：外墙1（2轴交G-T轴处外立面除外）\n1.墙体抹灰基层局部修补、清扫干净(局部修补做法：9厚1:3水泥砂浆 、6厚1：2.5水泥砂浆找平；局部修补量按1%计）\n2.刷专用界面剂一遍\n3.5厚聚合物水泥防水砂浆（兼做抗裂砂浆），中间压入一层耐碱玻纤网格布\n4.具体详见图纸及相关规范",null,"m2","3614.47"]
["本页小计"]
["注：为计取规费等的使用，可在表中增设其中：“定额人工费”。"]
[{"$nulls":9},"表—08"]
["分部分项工程和单价措施项目清单与计价表"]
["工程名称：二号教学楼",{"$nulls":3},"标段：襄城县实验高级中学一号、二号、三号教学楼墙面改造项目",{"$nulls":4},"第 2 页 共 8 页"]
["序号","项目编码","项目名称","项目特征描述",null,"计量单位","工程量","金 额(元)"]
[{"$nulls":7},"综合单价","合 价",null,"其中"]
[{"$nulls":10},"暂估价"]
[2,"011202001002","柱、梁面一般抹灰","部位：独立柱\n1.墙体抹灰基层局部修补、清扫干净(局部修补做法：1、9厚1:3水泥砂浆 2、6厚1：2.5水泥砂浆找平；局部修补量按1%计）\n2.刷专用界面剂一遍",null,"m2","16.98"]
[3,"011201001004","墙面一般抹灰","部位：外墙2（2轴交G-T轴处外立面）\n1.原岩棉保温板表面刷专用界面剂一遍\n2.抹3-6厚抹面胶浆，压入一层耐碱玻纤网格布\n3.薄抹第三道抹面胶浆\n4.具体详见图纸及相关规范",null,"m2","273.57"]
[4,"011204003003","块料墙面","部位：一至四层原有卫生间（1.5m以下）\n1.墙体抹灰基层局部修补、清扫干净(局部修补做法：9厚1:3水泥砂浆 、6厚1：2.5水泥砂浆找平；局部修补量按1%计）\n2.刷专用界面剂一遍\n3.5厚聚合物水泥防水砂浆（兼做抗裂砂浆），中间压入一层耐碱玻纤网格布\n4.3-4厚1:1水泥砂浆加水重20%建筑胶粘结层；\n5.300*300*5厚面砖擦缝材料擦缝(贴砖高度1.5m高）\n6.具体详见图纸及相关规范",null,"m2","667.5"]
["本页小计"]
["注：为计取规费等的使用，可在表中增设其中：“定额人工费”。"]
[{"$nulls":9},"表—08"]
["分部分项工程和单价措施项目清单与计价表"]
["工程名称：二号教学楼",{"$nulls":3},"标段：襄城县实验高级中学一号、二号、三号教学楼墙面改造项目",{"$nulls":4},"第 3 页 共 8 页"]
["序号","项目编码","项目名称","项目特征描述",null,"计量单位","工程量","金 额(元)"]
[{"$nulls":7},"综合单价","合 价",null,"其中"]
[{"$nulls":10},"暂估价"]
[null,null,"分部小计"]
[null,"A.14","油漆、涂料、裱糊工程"]
[1,"011406001002","抹灰面油漆","部位：外墙乳胶漆\n1.1.5厚聚合物水泥防水涂料(Ⅱ型)\n2.2厚柔性耐水腻子分两遍刮平\n3.涂饰底层涂料\n4.喷涂主层涂料\n5.涂饰面层涂料二遍\n6.具体详见图纸及相关规范",null,"m2","4123.58"]
[2,"011407001003","墙面喷刷涂料","部位：一至四层原有卫生间（1.5m以上）\n1.墙体抹灰基层局部修补、清扫干净(局部修补做法：9厚1:3水泥砂浆 、6厚1：2.5水泥砂浆找平；局部修补量按1%计）\n2.刷专用界面剂一遍\n3.5厚聚合物水泥防水砂浆（兼做抗裂砂浆），中间压入一层耐碱玻纤网格布\n4.2厚柔性耐水腻子分两遍刮平，刷底漆一遍\n5.内墙白色无机高分子涂料（A级）面漆二遍\n6.具体详见图纸及相关规范",null,"m2","1177.41"]
[3,"011407001004","墙面喷刷涂料","部位：走廊、楼梯间\n1.墙面抹灰基层清扫干净，界面剂一道\n2.满刮内墙腻子二遍，刷底漆一遍\n3.内墙白色无机高分子涂料（A级）面漆二遍",null,"m2","2835.67"]
["本页小计"]
["注：为计取规费等的使用，可在表中增设其中：“定额人工费”。"]
[{"$nulls":9},"表—08"]
["分部分项工程和单价措施项目清单与计价表"]
["工程名称：二号教学楼",{"$nulls":3},"标段：襄城县实验高级中学一号、二号、三号教学楼墙面改造项目",{"$nulls":4},"第 4 页 共 8 页"]
["序号","项目编码","项目名称","项目特征描述",null,"计量单位","工程量","金 额(元)"]
[{"$nulls":7},"综合单价","合 价",null,"其中"]
[{"$nulls":10},"暂估价"]
[4,"011407002004","天棚喷刷涂料","部位：一至四层原有卫生间\n1.顶棚板底抹灰基层清扫干净，界面剂一道\n2满刮3厚顶棚耐水腻子二遍，刷底漆一遍\n3.白色无机高分子涂料（A级）面漆二遍\n4.具体详见图纸及相关规范",null,"m2","511.53"]
[5,"011407002005","天棚喷刷涂料","部位：室外底板\n1.顶棚板底抹灰基层清扫干净，界面剂一道\n2满刮3厚顶棚耐水腻子二遍，刷底漆一遍\n3.白色无机高分子涂料（A级）面漆二遍\n4.具体详见图纸及相关规范",null,"m2","253.04"]
[6,"011407002006","天棚喷刷涂料","部位：走道及楼梯间\n1.顶棚板底抹灰基层清扫干净，界面剂一道\n2满刮3厚顶棚耐水腻子二遍，刷底漆一遍\n3.白色无机高分子涂料（A级）面漆二遍\n4.具体详见图纸及相关规范",null,"m2","2305.05"]
[null,null,"分部小计"]
[null,null,"卫生间池槽"]
[null,null,"小便槽"]
["本页小计"]
["注：为计取规费等的使用，可在表中增设其中：“定额人工费”。"]
[{"$nulls":9},"表—08"]
["分部分项工程和单价措施项目清单与计价表"]
["工程名称：二号教学楼",{"$nulls":3},"标段：襄城县实验高级中学一号、二号、三号教学楼墙面改造项目",{"$nulls":4},"第 5 页 共 8 页"]
["序号","项目编码","项目名称","项目特征描述",null,"计量单位","工程量","金 额(元)"]
[{"$nulls":7},"综合单价","合 价",null,"其中"]
[{"$nulls":10},"暂估价"]
[1,"011102003006","块料楼地面","1.4~5厚釉面砖,白水泥擦缝\n2.20厚1:4千硬性水泥砂浆,面撒素水泥\n3.1.5厚聚氨脂防水涂料,面上撒黄砂,四周沿墙上翻 400高\n4.刷基层处理剂一遍\n5.做法参98ZJ512 1/19",null,"个","8"]
[null,null,"大便槽"]
[1,"011102003007","块料楼地面","部位：池槽两侧\n1.4~5厚釉面砖，白水泥擦缝\n2.20厚1:4千硬性水泥砂浆，面素水泥\n3.1.5厚聚氨酯防水涂料\n4.做法参98ZJ512 2/20",null,"个","8"]
[2,"011102003008","块料楼地面","部位：池槽\n1.4~5厚釉面砖，白水泥擦缝\n2.20厚1:4千硬性水泥砂浆，面素水泥\n3.1.5厚聚氨脂防水涂料(包括沟壁)面上微黄砂\n4.刷基层处理剂一遍\n5.做法参98ZJ512 2/20",null,"个","8"]
[3,"010401003002","实心砖墙","砖砌隔断\n1.砖砌隔断(M5混合砂浆砌筑)\n2.具体详见图纸及相关规范",null,"m3","9.95"]
["本页小计"]
["注：为计取规费等的使用，可在表中增设其中：“定额人工费”。"]
[{"$nulls":9},"表—08"]
["分部分项工程和单价措施项目清单与计价表"]
["工程名称：二号教学楼",{"$nulls":3},"标段：襄城县实验高级中学一号、二号、三号教学楼墙面改造项目",{"$nulls":4},"第 6 页 共 8 页"]
["序号","项目编码","项目名称","项目特征描述",null,"计量单位","工程量","金 额(元)"]
[{"$nulls":7},"综合单价","合 价",null,"其中"]
[{"$nulls":10},"暂估价"]
[4,"011204003004","块料墙面","砖砌隔断\n1.贴5厚100*100白色釉面砖，白水泥擦缝\n2.5厚1:1水泥砂浆加水重20%的建筑胶镶贴\n3.刷素水泥浆一道\n4.15厚1:3水泥砂浆\n5.具体详见图纸及相关规范",null,"m2","331.78"]
[null,null,"洗漱台"]
[1,"011505001002","洗漱台","1.洗面台做法：参12YJ11 A/54",null,"个","16"]
[null,null,"水箱洁具"]
[1,"031004013003","大、小便槽自动冲洗水箱拆除","1.原有冲洗水箱拆除\n2.规格:50L",null,"套","16"]
[2,"031004013004","大、小便槽自动冲洗水箱","1.类型:感应式冲洗水箱\n2.规格:50L\n3.水箱配件:含配套感应探头、线路线缆等相关附件",null,"套","16"]
[3,"031001006002","塑料管","1.安装部位:室内\n2.介质:排水\n3.材质、规格:UPVC管 De50\n4.连接形式:粘接",null,"m","67.2"]
[4,"011612001002","管道拆除","1.管道种类、材质:De50UPVC水箱配套立管拆除",null,"m","67.2"]
[5,"011612002002","卫生洁具拆除","1.卫生洁具种类:水龙头拆除",null,"套","48"]
[6,"031004003002","洗脸盆","1.名称:洗脸盆\n2.材质:人造石\n3.规格、类型:台式\n4.组装形式:成套",null,"组","48"]
[null,null,"分部小计"]
[null,"A.16","拆除工程"]
["本页小计"]
["注：为计取规费等的使用，可在表中增设其中：“定额人工费”。"]
[{"$nulls":9},"表—08"]
["分部分项工程和单价措施项目清单与计价表"]
["工程名称：二号教学楼",{"$nulls":3},"标段：襄城县实验高级中学一号、二号、三号教学楼墙面改造项目",{"$nulls":4},"第 7 页 共 8 页"]
["序号","项目编码","项目名称","项目特征描述",null,"计量单位","工程量","金 额(元)"]
[{"$nulls":7},"综合单价","合 价",null,"其中"]
[{"$nulls":10},"暂估价"]
[1,"011601001002","砖砌体拆除","1.拆除砖砌隔断\n2.拆除盥洗池\n3.拆除垃圾外运，运距5km\n4.具体详见图纸及相关规范",null,"m3","12.59"]
[2,"011605001002","平面块料拆除","1.拆除原有10厚地砖面层及20厚水泥砂浆结合层，并清扫干净\n2.拆除垃圾外运，运距5km\n3.具体详见图纸及相关规范",null,"m2","469.44"]
[3,"011605002002","立面块料拆除","1.拆除1.5m高原有5厚面砖墙面，并清扫干净；\n2.拆除垃圾外运，运距5km\n3.具体详见图纸及相关规范",null,"m2","667.5"]
[4,"011608002004","铲除涂料面","1.拆除内墙面涂料层\n2.拆除垃圾外运，运距5km\n3.具体详见图纸及相关规范",null,"m2","4013.08"]
[5,"011608002005","铲除涂料面","1.拆除天棚面涂料层\n2.拆除垃圾外运，运距5km\n3.具体详见图纸及相关规范",null,"m2","3069.62"]
[6,"011608002006","铲除涂料面","1.铲除外墙涂料层\n2.拆除垃圾外运，运距5km\n3.具体详见图纸及相关规范",null,"m2","4123.58"]
[null,null,"分部小计"]
[null,null,"措施项目"]
[1,"011701008002","外装饰吊篮","1.外装饰吊篮\n2.具体详见图纸及相关规范",null,"m2","5477.19"]
[2,"011701006002","满堂脚手架","1.内墙、天棚粉刷脚手架\n2.具体详见图纸及相关规范",null,"m2","2407.29"]
["本页小计"]
["注：为计取规费等的使用，可在表中增设其中：“定额人工费”。"]
[{"$nulls":9},"表—08"]
["分部分项工程和单价措施项目清单与计价表"]
["工程名称：二号教学楼",{"$nulls":3},"标段：襄城县实验高级中学一号、二号、三号教学楼墙面改造项目",{"$nulls":4},"第 8 页 共 8 页"]
["合  计"]
["注：为计取规费等的使用，可在表中增设其中：“定额人工费”。"]
[{"$nulls":9},"表—08"]

{"sheet":"表-11 总价措施项目清单与计价汇总表【二号教学楼】","index":13,"n_rows":34,"n_cols":11,"rows_kept":34,"merged":[[0,0,0,10],[1,0,1,3],[1,4,1,7],[1,8,1,10],[2,3,2,4],[2,7,2,8],[3,3,3,4],[3,7,3,8],[4,3,4,4],[4,7,4,8],[5,3,5,4],[5,7,5,8],[6,3,6,4],[6,7,6,8],[7,3,7,4],[7,7,7,8],[8,3,8,4],[8,7,8,8],[9,3,9,4],[9,7,9,8],[10,3,10,4],[10,7,10,8],[11,3,11,4],[11,7,11,8],[12,3,12,4],[12,7,12,8],[13,3,13,4],[13,7,13,8],[14,3,14,4],[14,7,14,8],[15,3,15,4],[15,7,15,8],[16,3,16,4],[16,7,16,8],[17,3,17,4],[17,7,17,8],[18,3,18,4],[18,7,18,8],[19,3,19,4],[19,7,19,8],[20,3,20,4],[20,7,20,8],[21,3,21,4],[21,7,21,8],[22,3,22,4],[22,7,22,8],[23,3,23,4],[23,7,23,8],[24,3,24,4],[24,7,24,8],[25,3,25,4],[25,7,25,8],[26,3,26,4],[26,7,26,8],[27,3,27,4],[27,7,27,8],[28,3,28,4],[28,7,28,8],[29,3,29,4],[29,7,29,8],[30,0,30,5],[30,7,30,8],[31,0,31,3],[31,4,31,7],[31,8,31,10],[32,0,32,10],[33,0,33,3],[33,4,33,7],[33,8,33,10]]}
["总价措施项目清单与计价表"]
["工程名称：二号教学楼",{"$nulls":3},"标段：襄城县实验高级中学一号、二号、三号教学楼墙面改造项目",{"$nulls":3},"第 1 页 共 1 页"]
["序号","项目编码","项 目 名 称","计 算 基 础",null,"费率(%)","金 额(元)","调整费\n率(%)",null,"调整后金额\n(元)","备 注"]
["1","011707001001","安全文明施工费","分部分项安全文明施工费+单价措施安全文明施工费"]
["2","01","其他措施费（费率类）"]
["2.1","011707002001","夜间施工增加费","分部分项其他措施费+单价措施其他措施费",null,"25"]
["2.2","011707004001","二次搬运费","分部分项其他措施费+单价措施其他措施费",null,"50"]
["2.3","011707005001","冬雨季施工增加费","分部分项其他措施费+单价措施其他措施费",null,"25"]
["3","02","其他（费率类）"]
{"$rows_empty":21}
["合  计"]
["编制人（造价人员）：",{"$nulls":3},"复核人（造价工程师）："]
["注：1.“计算基础”中安全文明施工费可为“定额基价”、“定额人工费”或“定额人工费+定额机械费”，其他项目可为“定额人工费”或“定额人工费+定额机械费”。\n    2.按施工方案计算的措施费，若无“计算基础”和“费率”的数值，也可只填“金额”数值，但应在备注栏说明施工方案出处或计算方法。"]
[{"$nulls":8},"表-11"]

{"sheet":"表-12 其他项目清单与计价汇总表【二号教学楼】","index":14,"n_rows":38,"n_cols":7,"rows_kept":38,"merged":[[0,0,0,6],[1,0,1,2],[1,3,1,4],[1,5,1,6],[2,2,2,3],[2,4,2,5],[3,2,3,3],[3,4,3,5],[4,2,4,3],[4,4,4,5],[5,2,5,3],[5,4,5,5],[6,2,6,3],[6,4,6,5],[7,2,7,3],[7,4,7,5],[8,2,8,3],[8,4,8,5],[9,2,9,3],[9,4,9,5],[10,2,10,3],[10,4,10,5],[11,2,11,3],[11,4,11,5],[12,2,12,3],[12,4,12,5],[13,2,13,3],[13,4,13,5],[14,2,14,3],[14,4,14,5],[15,2,15,3],[15,4,15,5],[16,2,16,3],[16,4,16,5],[17,2,17,3],[17,4,17,5],[18,2,18,3],[18,4,18,5],[19,2,19,3],[19,4,19,5],[20,2,20,3],[20,4,20,5],[21,2,21,3],[21,4,21,5],[22,2,22,3],[22,4,22,5],[23,2,23,3],[23,4,23,5],[24,2,24,3],[24,4,24,5],[25,2,25,3],[25,4,25,5],[26,2,26,3],[26,4,26,5],[27,2,27,3],[27,4,27,5],[28,2,28,3],[28,4,28,5],[29,2,29,3],[29,4,29,5],[30,2,30,3],[30,4,30,5],[31,2,31,3],[31,4,31,5],[32,2,32,3],[32,4,32,5],[33,2,33,3],[33,4,33,5],[34,2,34,3],[34,4,34,5],[35,0,35,1],[35,2,35,3],[35,4,35,5],[36,0,36,6],[37,0,37,2],[37,3,37,4],[37,5,37,6]]}
["其他项目清单与计价汇总表"]
["工程名称：二号教学楼",null,null,"标段：襄城县实验高级中学一号、二号、三号教学楼墙面改造项目",null,"第 1 页 共 1 页"]
["序号","项 目 名 称","金 额(元)",null,"结算金额(元)",null,"备 注"]
["1","暂列金额",{"$nulls":4},"明细详见表-12-1"]
["2","暂估价"]
["2.1","材料（工程设备）暂估价","—      ",{"$nulls":3},"明细详见表-12-2"]
["2.2","专业工程暂估价",{"$nulls":4},"明细详见表-12-3"]
["3","计日工",{"$nulls":4},"明细详见表-12-4"]
["4","总承包服务费",{"$nulls":4},"明细详见表-12-5"]
{"$rows_empty":26}
["合  计",{"$nulls":5},"—"]
["注：材料（工程设备）暂估单价进入清单项目综合单价，此处不汇总。"]
[{"$nulls":5},"表—12"]

{"sheet":"表-12-1 暂列金额明细表【二号教学楼】","index":15,"n_rows":38,"n_cols":7,"rows_kept":38,"merged":[[0,0,0,6],[1,0,1,1],[1,2,1,4],[1,5,1,6],[2,1,2,2],[2,4,2,5],[3,1,3,2],[3,4,3,5],[4,1,4,2],[4,4,4,5],[5,1,5,2],[5,4,5,5],[6,1,6,2],[6,4,6,5],[7,1,7,2],[7,4,7,5],[8,1,8,2],[8,4,8,5],[9,1,9,2],[9,4,9,5],[10,1,10,2],[10,4,10,5],[11,1,11,2],[11,4,11,5],[12,1,12,2],[12,4,12,5],[13,1,13,2],[13,4,13,5],[14,1,14,2],[14,4,14,5],[15,1,15,2],[15,4,15,5],[16,1,16,2],[16,4,16,5],[17,1,17,2],[17,4,17,5],[18,1,18,2],[18,4,18,5],[19,1,19,2],[19,4,19,5],[20,1,20,2],[20,4,20,5],[21,1,21,2],[21,4,21,5],[22,1,22,2],[22,4,22,5],[23,1,23,2],[23,4,23,5],[24,1,24,2],[24,4,24,5],[25,1,25,2],[25,4,25,5],[26,1,26,2],[26,4,26,5],[27,1,27,2],[27,4,27,5],[28,1,28,2],[28,4,28,5],[29,1,29,2],[29,4,29,5],[30,1,30,2],[30,4,30,5],[31,1,31,2],[31,4,31,5],[32,1,32,2],[32,4,32,5],[33,1,33,2],[33,4,33,5],[34,1,34,2],[34,4,34,5],[35,0,35,3],[35,4,35,5],[36,0,36,6],[37,0,37,1],[37,2,37,4],[37,5,37,6]]}
["暂列金额明细表"]
["工程名称：二号教学楼",null,"标段：襄城县实验高级中学一号、二号、三号教学楼墙面改造项目",null,null,"第 1 页 共 1 页"]
["序号","项 目 名 称",null,"计量单位","暂定金额(元)",null,"备 注"]
{"$rows_empty":32}
["合  计",{"$nulls":5},"—"]
["注：此表由招标人填写，如不能详列，也可只列暂定金额总额，投标人应将上述暂列金额计入投标总价中。"]
[{"$nulls":5},"表—12—1"]

{"sheet":"表-12-2 材料(工程设备)暂估价及调整表【二号教学楼】","index":16,"n_rows":38,"n_cols":12,"rows_kept":38,"merged":[[0,0,0,11],[1,0,1,4],[1,5,1,8],[1,9,1,11],[2,0,3,0],[2,1,3,1],[2,2,3,2],[2,3,2,4],[2,5,2,6],[2,7,2,8],[2,9,2,10],[2,11,3,11],[35,0,35,2],[36,0,36,11],[37,0,37,4],[37,5,37,8],[37,9,37,11]]}
["材料（工程设备）暂估单价及调整表"]
["工程名称：二号教学楼",{"$nulls":4},"标段：襄城县实验高级中学一号、二号、三号教学楼墙面改造项目",{"$nulls":3},"第 1 页 共 1 页"]
["序号","材料(工程设备)\n名称、规格、型号","计量\n单位","数 量",null,"暂 估(元)",null,"确 认(元)",null,"差额±(元)",null,"备 注"]
[{"$nulls":3},"暂 估","确 认","单 价","合 价","单 价","合 价","单 价","合 价"]
{"$rows_empty":31}
["合  计"]
["注：此表由招标人填写“暂估单价”，并在备注栏说明暂估价的材料、工程设备拟用在那些清单项目上，投标人应将上述材料、工程设备暂估单价计入工程量清单综合单价报价中。"]
[{"$nulls":9},"表—12—2"]

{"sheet":"表-12-3 专业工程暂估价及结算价表【二号教学楼】","index":17,"n_rows":38,"n_cols":9,"rows_kept":38,"merged":[[0,0,0,8],[1,0,1,2],[1,3,1,5],[1,6,1,8],[2,2,2,3],[2,5,2,6],[3,2,3,3],[3,5,3,6],[4,2,4,3],[4,5,4,6],[5,2,5,3],[5,5,5,6],[6,2,6,3],[6,5,6,6],[7,2,7,3],[7,5,7,6],[8,2,8,3],[8,5,8,6],[9,2,9,3],[9,5,9,6],[10,2,10,3],[10,5,10,6],[11,2,11,3],[11,5,11,6],[12,2,12,3],[12,5,12,6],[13,2,13,3],[13,5,13,6],[14,2,14,3],[14,5,14,6],[15,2,15,3],[15,5,15,6],[16,2,16,3],[16,5,16,6],[17,2,17,3],[17,5,17,6],[18,2,18,3],[18,5,18,6],[19,2,19,3],[19,5,19,6],[20,2,20,3],[20,5,20,6],[21,2,21,3],[21,5,21,6],[22,2,22,3],[22,5,22,6],[23,2,23,3],[23,5,23,6],[24,2,24,3],[24,5,24,6],[25,2,25,3],[25,5,25,6],[26,2,26,3],[26,5,26,6],[27,2,27,3],[27,5,27,6],[28,2,28,3],[28,5,28,6],[29,2,29,3],[29,5,29,6],[30,2,30,3],[30,5,30,6],[31,2,31,3],[31,5,31,6],[32,2,32,3],[32,5,32,6],[33,2,33,3],[33,5,33,6],[34,2,34,3],[34,5,34,6],[35,0,35,3],[35,5,35,6],[36,0,36,8],[37,0,37,2],[37,3,37,5],[37,6,37,8]]}
["专业工程暂估价及结算价表"]
["工程名称：二号教学楼",null,null,"标段：襄城县实验高级中学一号、二号、三号教学楼墙面改造项目",null,null,"第 1 页 共 1 页"]
["序号","工 程 名 称","工程内容",null,"暂估金额\n（元）","结算金额\n(元)",null,"差额±(元)","备 注"]
{"$rows_empty":32}
["合  计",{"$nulls":3},"0.00",{"$nulls":3},"—"]
["注：此表“暂估金额”由招标人填写，投标人应将“暂估金额”计入投标总价中。结算时按合同约定结算金额填写。"]
[{"$nulls":6},"表—12—3"]

{"sheet":"表-12-4 计日工表【二号教学楼】","index":18,"n_rows":38,"n_cols":10,"rows_kept":38,"merged":[[0,0,0,9],[1,0,1,3],[1,4,1,6],[1,7,1,9],[2,0,3,0],[2,1,3,1],[2,2,3,2],[2,3,3,4],[2,5,3,5],[2,6,3,7],[2,8,2,9],[4,3,4,4],[4,6,4,7],[5,3,5,4],[5,6,5,7],[6,0,6,7],[7,3,7,4],[7,6,7,7],[8,3,8,4],[8,6,8,7],[9,0,9,7],[10,3,10,4],[10,6,10,7],[11,3,11,4],[11,6,11,7],[12,0,12,7],[13,3,13,4],[13,6,13,7],[14,3,14,4],[14,6,14,7],[15,3,15,4],[15,6,15,7],[16,3,16,4],[16,6,16,7],[17,3,17,4],[17,6,17,7],[18,3,18,4],[18,6,18,7],[19,3,19,4],[19,6,19,7],[20,3,20,4],[20,6,20,7],[21,3,21,4],[21,6,21,7],[22,3,22,4],[22,6,22,7],[23,3,23,4],[23,6,23,7],[24,3,24,4],[24,6,24,7],[25,3,25,4],[25,6,25,7],[26,3,26,4],[26,6,26,7],[27,3,27,4],[27,6,27,7],[28,3,28,4],[28,6,28,7],[29,3,29,4],[29,6,29,7],[30,3,30,4],[30,6,30,7],[31,3,31,4],[31,6,31,7],[32,3,32,4],[32,6,32,7],[33,3,33,4],[33,6,33,7],[34,3,34,4],[34,6,34,7],[35,0,35,7],[36,0,36,9],[37,0,37,3],[37,4,37,6],[37,7,37,9]]}
["计 日 工 表"]
["工程名称：二号教学楼",{"$nulls":3},"标段：襄城县实验高级中学一号、二号、三号教学楼墙面改造项目",null,null,"第 1 页 共 1 页"]
["编号","项 目 名 称","单位","暂定数量",null,"实际数量","综合单价\n(元)",null,"合 价(元)"]
[{"$nulls":8},"暂 定","实 际"]
["一","人工"]
[1]
["人工小计"]
["二","材料"]
[1]
["材料小计"]
["三","施工机械"]
[1]
["施工机械小计"]
["四","企业管理费和利润"]
{"$rows_empty":21}
["总  计"]
["注：此表项目名称、暂定数量由招标人填写，编制招标控制价时，单价由招标人按有关计价规定确定；投标时，单价由投标人自主报价，按暂定数量计算合价计入投标总价中。结算时，按发承包双方确认的实际数量计算合价。"]
[{"$nulls":7},"表—12—4"]

{"sheet":"表-12-5 总承包服务费计价表【二号教学楼】","index":19,"n_rows":38,"n_cols":9,"rows_kept":38,"merged":[[0,0,0,8],[1,0,1,2],[1,3,1,5],[1,6,1,8],[2,2,2,3],[2,5,2,6],[3,2,3,3],[3,5,3,6],[4,2,4,3],[4,5,4,6],[5,2,5,3],[5,5,5,6],[6,2,6,3],[6,5,6,6],[7,2,7,3],[7,5,7,6],[8,2,8,3],[8,5,8,6],[9,2,9,3],[9,5,9,6],[10,2,10,3],[10,5,10,6],[11,2,11,3],[11,5,11,6],[12,2,12,3],[12,5,12,6],[13,2,13,3],[13,5,13,6],[14,2,14,3],[14,5,14,6],[15,2,15,3],[15,5,15,6],[16,2,16,3],[16,5,16,6],[17,2,17,3],[17,5,17,6],[18,2,18,3],[18,5,18,6],[19,2,19,3],[19,5,19,6],[20,2,20,3],[20,5,20,6],[21,2,21,3],[21,5,21,6],[22,2,22,3],[22,5,22,6],[23,2,23,3],[23,5,23,6],[24,2,24,3],[24,5,24,6],[25,2,25,3],[25,5,25,6],[26,2,26,3],[26,5,26,6],[27,2,27,3],[27,5,27,6],[28,2,28,3],[28,5,28,6],[29,2,29,3],[29,5,29,6],[30,2,30,3],[30,5,30,6],[31,2,31,3],[31,5,31,6],[32,2,32,3],[32,5,32,6],[33,2,33,3],[33,5,33,6],[34,2,34,3],[34,5,34,6],[35,2,35,3],[35,5,35,6],[36,0,36,8],[37,0,37,2],[37,3,37,5],[37,6,37,8]]}
["总承包服务费计价表"]
["工程名称：二号教学楼",null,null,"标段：襄城县实验高级中学一号、二号、三号教学楼墙面改造项目",null,null,"第 1 页 共 1 页"]
["序号","项 目 名 称","项目价值（元）",null,"服务内容","计算基础",null,"费率(%)","金 额(元)"]
{"$rows_empty":32}
[null,"合    计","-",null,"-",null,null,"-"]
["注：此表项目名称、服务内容由招标人填写，编制招标控制价时，费率及金额由招标人按有关计价规定确定；投标时，费率及金额由投标人自主报价，计入投标总价中。"]
[{"$nulls":6},"表—12—5"]

{"sheet":"表-13 规费、税金项目计价表【二号教学楼】","index":20,"n_rows":37,"n_cols":8,"rows_kept":37,"merged":[[0,0,0,7],[1,0,1,2],[1,3,1,5],[1,6,1,7],[2,2,2,3],[2,5,2,6],[3,2,3,3],[3,5,3,6],[4,2,4,3],[4,5,4,6],[5,2,5,3],[5,5,5,6],[6,2,6,3],[6,5,6,6],[7,2,7,3],[7,5,7,6],[8,2,8,3],[8,5,8,6],[9,2,9,3],[9,5,9,6],[10,2,10,3],[10,5,10,6],[11,2,11,3],[11,5,11,6],[12,2,12,3],[12,5,12,6],[13,2,13,3],[13,5,13,6],[14,2,14,3],[14,5,14,6],[15,2,15,3],[15,5,15,6],[16,2,16,3],[16,5,16,6],[17,2,17,3],[17,5,17,6],[18,2,18,3],[18,5,18,6],[19,2,19,3],[19,5,19,6],[20,2,20,3],[20,5,20,6],[21,2,21,3],[21,5,21,6],[22,2,22,3],[22,5,22,6],[23,2,23,3],[23,5,23,6],[24,2,24,3],[24,5,24,6],[25,2,25,3],[25,5,25,6],[26,2,26,3],[26,5,26,6],[27,2,27,3],[27,5,27,6],[28,2,28,3],[28,5,28,6],[29,2,29,3],[29,5,29,6],[30,2,30,3],[30,5,30,6],[31,2,31,3],[31,5,31,6],[32,2,32,3],[32,5,32,6],[33,2,33,3],[33,5,33,6],[34,0,34,4],[34,5,34,6],[35,0,35,2],[35,3,35,7],[36,0,36,2],[36,3,36,5],[36,6,36,7]]}
["规费、税金项目计价表"]
["工程名称：二号教学楼",null,null,"标段：襄城县实验高级中学一号、二号、三号教学楼墙面改造项目",null,null,"第 1 页 共 1 页"]
["序号","项 目 名 称","计 算 基 础",null,"计算基数","计算费率\n(%)",null,"金 额(元)"]
["1","规费","定额规费+工程排污费+其他"]
["1.1","定额规费","分部分项规费+单价措施规费"]
["1.2","工程排污费"]
["1.3","其他"]
["2","增值税","不含税工程造价合计",null,null,"9"]
{"$rows_empty":26}
["合  计"]
[" 编制人（造价人员）：",null,null,"复核人（造价工程师）："]
[{"$nulls":6},"表—13"]

{"sheet":"表-14 主要材料价格表【二号教学楼】","index":21,"n_rows":12,"n_cols":10,"rows_kept":12,"merged":[[0,0,0,9],[1,0,1,1],[1,2,1,7],[1,8,1,9],[2,1,2,2],[2,7,2,8],[3,1,3,2],[3,7,3,8],[4,1,4,2],[4,7,4,8],[5,1,5,2],[5,7,5,8],[6,1,6,2],[6,7,6,8],[7,1,7,2],[7,7,7,8],[8,1,8,2],[8,7,8,8],[9,1,9,2],[9,7,9,8],[10,1,10,2],[10,7,10,8],[11,1,11,2],[11,7,11,8],[12,1,12,2],[12,7,12,8],[13,1,13,2],[13,7,13,8],[14,1,14,2],[14,7,14,8],[15,1,15,2],[15,7,15,8],[16,1,16,2],[16,7,16,8],[17,1,17,2],[17,7,17,8],[18,1,18,2],[18,7,18,8],[19,1,19,2],[19,7,19,8],[20,1,20,2],[20,7,20,8],[21,1,21,2],[21,7,21,8],[22,1,22,2],[22,7,22,8],[23,1,23,2],[23,7,23,8],[24,1,24,2],[24,7,24,8],[25,1,25,2],[25,7,25,8],[26,1,26,2],[26,7,26,8],[27,1,27,2],[27,7,27,8],[28,1,28,2],[28,7,28,8],[29,1,29,2],[29,7,29,8],[30,1,30,2],[30,7,30,8],[31,1,31,2],[31,7,31,8],[32,1,32,2],[32,7,32,8],[33,1,33,2],[33,7,33,8],[34,1,34,2],[34,7,34,8],[35,1,35,2],[35,7,35,8]]}
["主要材料价格表"]
["工程名称：",null,"二号教学楼",{"$nulls":5},"第 1 页 共 1 页"]
["序号","材料编码",null,"材料名称","规格、型号\n等特殊要求","单位","数 量","单 价",null,"合 价"]
[1,"04010133",null,"水泥","42.5","t"]
[2,"04130141",null,"烧结煤矸石普通砖","240*115*53","千块"]
[3,"13030115",null,"苯丙乳胶漆外墙用",null,"kg"]
[4,"13030237@1",null,"聚氨酯防水涂料",null,"kg"]
[5,"13050205",null,"JS复合防水材料",null,"kg"]
[6,"13050215",null,"水泥基渗透结晶防水涂料",null,"kg"]
[7,"80010541@2",null,"预拌抹灰砂浆(干拌) DP M20",null,"m3"]
[8,"80010741",null,"预拌砌筑砂浆(干拌)","DM M5","m3"]
[9,"80010747@1",null,"预拌抹灰砂浆(干拌) DP M15",null,"m3"]

{"sheet":"表-08 分部分项工程和单价措施项目清单与计价表【三号教学","index":22,"n_rows":117,"n_cols":11,"rows_kept":117,"merged":[[0,0,0,10],[1,0,1,3],[1,4,1,8],[1,9,1,10],[2,0,4,0],[2,1,4,1],[2,2,4,2],[2,3,4,4],[2,5,4,5],[2,6,4,6],[2,7,2,10],[3,7,4,7],[3,8,4,9],[5,3,5,4],[5,8,5,9],[6,3,6,4],[6,8,6,9],[7,3,7,4],[7,8,7,9],[8,3,8,4],[8,8,8,9],[9,3,9,4],[9,8,9,9],[10,0,10,7],[10,8,10,9],[11,0,11,10],[12,0,12,3],[12,4,12,8],[12,9,12,10],[13,0,13,10],[14,0,14,3],[14,4,14,8],[14,9,14,10],[15,0,17,0],[15,1,17,1],[15,2,17,2],[15,3,17,4],[15,5,17,5],[15,6,17,6],[15,7,15,10],[16,7,17,7],[16,8,17,9],[18,3,18,4],[18,8,18,9],[19,3,19,4],[19,8,19,9],[20,3,20,4],[20,8,20,9],[21,3,21,4],[21,8,21,9],[22,0,22,7],[22,8,22,9],[23,0,23,10],[24,0,24,3],[24,4,24,8],[24,9,24,10],[25,0,25,10],[26,0,26,3],[26,4,26,8],[26,9,26,10],[27,0,29,0],[27,1,29,1],[27,2,29,2],[27,3,29,4],[27,5,29,5],[27,6,29,6],[27,7,27,10],[28,7,29,7],[28,8,29,9],[30,3,30,4],[30,8,30,9],[31,3,31,4],[31,8,31,9],[32,3,32,4],[32,8,32,9],[33,0,33,7],[33,8,33,9],[34,0,34,10],[35,0,35,3],[35,4,35,8],[35,9,35,10],[36,0,36,10],[37,0,37,3],[37,4,37,8],[37,9,37,10],[38,0,40,0],[38,1,40,1],[38,2,40,2],[38,3,40,4],[38,5,40,5],[38,6,40,6],[38,7,38,10],[39,7,40,7],[39,8,40,9],[41,3,41,4],[41,8,41,9],[42,3,42,4],[42,8,42,9],[43,3,43,4],[43,8,43,9],[44,3,44,4],[44,8,44,9],[45,3,45,4],[45,8,45,9],[46,3,46,4],[46,8,46,9],[47,3,47,4],[47,8,47,9],[48,0,48,7],[48,8,48,9],[49,0,49,10],[50,0,50,3],[50,4,50,8],[50,9,50,10],[51,0,51,10],[52,0,52,3],[52,4,52,8],[52,9,52,10],[53,0,55,0],[53,1,55,1],[53,2,55,2],[53,3,55,4],[53,5,55,5],[53,6,55,6],[53,7,53,10],[54,7,55,7],[54,8,55,9],[56,3,56,4],[56,8,56,9],[57,3,57,4],[57,8,57,9],[58,3,58,4],[58,8,58,9],[59,3,59,4],[59,8,59,9],[60,3,60,4],[60,8,60,9],[61,3,61,4],[61,8,61,9],[62,3,62,4],[62,8,62,9],[63,3,63,4],[63,8,63,9],[64,0,64,7],[64,8,64,9],[65,0,65,10],[66,0,66,3],[66,4,66,8],[66,9,66,10],[67,0,67,10],[68,0,68,3],[68,4,68,8],[68,9,68,10],[69,0,71,0],[69,1,71,1],[69,2,71,2],[69,3,71,4],[69,5,71,5],[69,6,71,6],[69,7,69,10],[70,7,71,7],[70,8,71,9],[72,3,72,4],[72,8,72,9],[73,3,73,4],[73,8,73,9],[74,3,74,4],[74,8,74,9],[75,3,75,4],[75,8,75,9],[76,3,76,4],[76,8,76,9],[77,3,77,4],[77,8,77,9],[78,3,78,4],[78,8,78,9],[79,3,79,4],[79,8,79,9],[80,3,80,4],[80,8,80,9],[81,3,81,4],[81,8,81,9],[82,0,82,7],[82,8,82,9],[83,0,83,10],[84,0,84,3],[84,4,84,8],[84,9,84,10],[85,0,85,10],[86,0,86,3],[86,4,86,8],[86,9,86,10],[87,0,89,0],[87,1,89,1],[87,2,89,2],[87,3,89,4],[87,5,89,5],[87,6,89,6],[87,7,87,10],[88,7,89,7],[88,8,89,9],[90,3,90,4],[90,8,90,9],[91,3,91,4],[91,8,91,9],[92,3,92,4],[92,8,92,9],[93,3,93,4],[93,8,93,9],[94,3,94,4],[94,8,94,9],[95,3,95,4],[95,8,95,9],[96,3,96,4],[96,8,96,9],[97,3,97,4],[97,8,97,9],[98,3,98,4],[98,8,98,9],[99,3,99,4],[99,8,99,9],[100,3,100,4],[100,8,100,9],[101,3,101,4],[101,8,101,9],[102,3,102,4],[102,8,102,9],[103,3,103,4],[103,8,103,9],[104,3,104,4],[104,8,104,9],[105,3,105,4],[105,8,105,9],[106,3,106,4],[106,8,106,9],[107,3,107,4],[107,8,107,9],[108,3,108,4],[108,8,108,9],[109,3,109,4],[109,8,109,9],[110,3,110,4],[110,8,110,9],[111,3,111,4],[111,8,111,9],[112,3,112,4],[112,8,112,9],[113,0,113,7],[113,8,113,9],[114,0,114,7],[114,8,114,9],[115,0,115,10],[116,0,116,3],[116,4,116,8],[116,9,116,10]]}
["分部分项工程和单价措施项目清单与计价表"]
["工程名称：三号教学楼",{"$nulls":3},"标段：襄城县实验高级中学一号、二号、三号教学楼墙面改造项目",{"$nulls":4},"第 1 页 共 7 页"]
["序号","项目编码","项目名称","项目特征描述",null,"计量单位","工程量","金 额(元)"]
[{"$nulls":7},"综合单价","合 价",null,"其中"]
[{"$nulls":10},"暂估价"]
[null,"A.11","楼地面装饰工程"]
[1,"011102003009","块料楼地面","部位：一至四层原有卫生间\n1.素水泥浆一道\n2.1.0厚水泥基渗透结晶防水涂料；(用量不应小于1.5kg/m²),四周上翻300高\n3.1.5厚聚合物水泥防水涂料(I型)四周上翻300高\n4.20厚1：3干硬性水泥砂浆\n5.10厚600X600防滑地砖铺实拍平，稀水泥砂浆擦缝\n6.具体详见图纸及相关规范",null,"m2","358.49"]
[null,null,"分部小计"]
[null,"A.12","墙、柱面装饰与隔断、幕墙工程"]
[1,"011201001005","墙面一般抹灰","部位：外墙\n1.墙体抹灰基层局部修补、清扫干净(局部修补做法：1、9厚1:3水泥砂浆 2、6厚1：2.5水泥砂浆找平；局部修补量按1%计）\n2.刷专用界面剂一遍\n3.5厚聚合物水泥防水砂浆（兼做抗裂砂浆），中间压入一层耐碱玻纤网格布\n4.具体详见图纸及相关规范",null,"m2","4112.45"]
["本页小计"]
["注：为计取规费等的使用，可在表中增设其中：“定额人工费”。"]
[{"$nulls":9},"表—08"]
["分部分项工程和单价措施项目清单与计价表"]
["工程名称：三号教学楼",{"$nulls":3},"标段：襄城县实验高级中学一号、二号、三号教学楼墙面改造项目",{"$nulls":4},"第 2 页 共 7 页"]
["序号","项目编码","项目名称","项目特征描述",null,"计量单位","工程量","金 额(元)"]
[{"$nulls":7},"综合单价","合 价",null,"其中"]
[{"$nulls":10},"暂估价"]
[2,"011202001003","柱、梁面一般抹灰","部位：独立柱、矩形单梁\n1.墙体抹灰基层局部修补、清扫干净(局部修补做法：1、9厚1:3水泥砂浆 2、6厚1：2.5水泥砂浆找平；局部修补量按1%计）\n2.刷专用界面剂一遍",null,"m2","315.09"]
[3,"011204003005","块料墙面","部位：一至四层原有卫生间（1.5m以下）\n1.墙体抹灰基层局部修补、清扫干净(局部修补做法：1、9厚1:3水泥砂浆 2、6厚1：2.5水泥砂浆找平；局部修补量按1%计）\n2.刷专用界面剂一遍\n3.5厚聚合物水泥防水砂浆（兼做抗裂砂浆），中间压入一层耐碱玻纤网格布\n4.3-4厚1:1水泥砂浆加水重20%建筑胶粘结层；\n5.300*300*5厚面砖擦缝材料擦缝(贴砖高度1.5m高）\n6.具体详见图纸及相关规范",null,"m2","674.4"]
[null,null,"分部小计"]
[null,"A.14","油漆、涂料、裱糊工程"]
["本页小计"]
["注：为计取规费等的使用，可在表中增设其中：“定额人工费”。"]
[{"$nulls":9},"表—08"]
["分部分项工程和单价措施项目清单与计价表"]
["工程名称：三号教学楼",{"$nulls":3},"标段：襄城县实验高级中学一号、二号、三号教学楼墙面改造项目",{"$nulls":4},"第 3 页 共 7 页"]
["序号","项目编码","项目名称","项目特征描述",null,"计量单位","工程量","金 额(元)"]
[{"$nulls":7},"综合单价","合 价",null,"其中"]
[{"$nulls":10},"暂估价"]
[1,"011407001005","外墙面喷刷涂料","部位：外墙、屋面独立柱、飘架梁乳胶漆\n1.1.5厚聚合物水泥防水涂料(Ⅱ型)\n2.2厚柔性耐水腻子分两遍刮平\n3.涂饰底层涂料\n4.喷涂主层涂料\n5.涂饰面层涂料二遍\n6.具体详见图纸及相关规范",null,"m2","4579.06"]
[2,"011407001006","内墙面喷刷涂料","部位：一至四层原有卫生间（1.5m以上）\n1.墙体抹灰基层局部修补、清扫干净(局部修补做法：1、9厚1:3水泥砂浆 2、6厚1：2.5水泥砂浆找平；局部修补量按1%计）\n2.刷专用界面剂一遍\n3.5厚聚合物水泥防水砂浆（兼做抗裂砂浆），中间压入一层耐碱玻纤网格布\n4.2厚柔性耐水腻子分两遍刮平，刷底漆一遍\n5.内墙白色无机高分子涂料（A级）面漆二遍\n6.具体详见图纸及相关规范",null,"m2","1202.78"]
[3,"011407001007","墙面喷刷涂料","部位：走廊、楼梯间\n1.墙面抹灰基层清扫干净，界面剂一道\n2.满刮内墙腻子二遍，刷底漆一遍\n3.内墙白色无机高分子涂料（A级）面漆二遍",null,"m2","2903.44"]
["本页小计"]
["注：为计取规费等的使用，可在表中增设其中：“定额人工费”。"]
[{"$nulls":9},"表—08"]
["分部分项工程和单价措施项目清单与计价表"]
["工程名称：三号教学楼",{"$nulls":3},"标段：襄城县实验高级中学一号、二号、三号教学楼墙面改造项目",{"$nulls":4},"第 4 页 共 7 页"]
["序号","项目编码","项目名称","项目特征描述",null,"计量单位","工程量","金 额(元)"]
[{"$nulls":7},"综合单价","合 价",null,"其中"]
[{"$nulls":10},"暂估价"]
[4,"011407001008","墙面喷刷涂料","部位：室内独立柱\n1.墙面抹灰基层清扫干净，界面剂一道\n2.满刮内墙腻子二遍，刷底漆一遍\n3.内墙白色无机高分子涂料（A级）面漆二遍",null,"m2","51.44"]
[5,"011407002007","天棚喷刷涂料","部位：一至四层原有卫生间\n1.顶棚板底抹灰基层清扫干净，界面剂一道\n2满刮3厚顶棚耐水腻子二遍，刷底漆一遍\n3.内墙白色无机高分子涂料（A级）面漆二遍\n4.具体详见图纸及相关规范",null,"m2","3362.74"]
[null,null,"分部小计"]
[null,null,"卫生间池槽"]
[null,null,"小便槽"]
[1,"011102003010","块料楼地面","1.4~5厚釉面砖,白水泥擦缝\n2.20厚1:4千硬性水泥砂浆,面撒素水泥\n3.1.5厚聚氨脂防水涂料,面上撒黄砂,四周沿墙上翻 400高\n4.刷基层处理剂一遍\n5.做法参98ZJ512 1/19",null,"个","8"]
[null,null,"大便槽"]
["本页小计"]
["注：为计取规费等的使用，可在表中增设其中：“定额人工费”。"]
[{"$nulls":9},"表—08"]
["分部分项工程和单价措施项目清单与计价表"]
["工程名称：三号教学楼",{"$nulls":3},"标段：襄城县实验高级中学一号、二号、三号教学楼墙面改造项目",{"$nulls":4},"第 5 页 共 7 页"]
["序号","项目编码","项目名称","项目特征描述",null,"计量单位","工程量","金 额(元)"]
[{"$nulls":7},"综合单价","合 价",null,"其中"]
[{"$nulls":10},"暂估价"]
[1,"011102003011","块料楼地面","部位：池槽两侧\n1.4~5厚釉面砖，白水泥擦缝\n2.20厚1:4千硬性水泥砂浆，面素水泥\n3.1.5厚聚氨酯防水涂料\n4.做法参98ZJ512 2/20",null,"个","4"]
[2,"011102003012","块料楼地面","部位：池槽\n1.4~5厚釉面砖，白水泥擦缝\n2.20厚1:4千硬性水泥砂浆，面素水泥\n3.1.5厚聚氨脂防水涂料(包括沟壁)面上微黄砂\n4.刷基层处理剂一遍\n5.做法参98ZJ512 2/20",null,"个","4"]
[3,"010401003003","实心砖墙","砖砌隔断\n1.砖砌隔断(M5混合砂浆砌筑)\n2.具体详见图纸及相关规范",null,"m3","7.51"]
[4,"011204003006","块料墙面","砖砌隔断\n1.贴5厚100*100白色釉面砖，白水泥擦缝\n2.5厚1:1水泥砂浆加水重20%的建筑胶镶贴\n3.刷素水泥浆一道\n4.15厚1:3水泥砂浆\n5.具体详见图纸及相关规范",null,"m2","283.39"]
[null,null,"洗漱台"]
[1,"011505001003","洗漱台","1.洗面台做法：参12YJ11 A/54",null,"个","16"]
[null,null,"水箱洁具"]
[1,"031004013005","大、小便槽自动冲洗水箱拆除","1.原有冲洗水箱拆除\n2.规格:50L",null,"套","24"]
["本页小计"]
["注：为计取规费等的使用，可在表中增设其中：“定额人工费”。"]
[{"$nulls":9},"表—08"]
["分部分项工程和单价措施项目清单与计价表"]
["工程名称：三号教学楼",{"$nulls":3},"标段：襄城县实验高级中学一号、二号、三号教学楼墙面改造项目",{"$nulls":4},"第 6 页 共 7 页"]
["序号","项目编码","项目名称","项目特征描述",null,"计量单位","工程量","金 额(元)"]
[{"$nulls":7},"综合单价","合 价",null,"其中"]
[{"$nulls":10},"暂估价"]
[2,"031004013006","大、小便槽自动冲洗水箱","1.类型:感应式冲洗水箱\n2.规格:50L\n3.水箱配件:含配套感应探头、线路线缆等相关附件",null,"套","24"]
[3,"031001006003","塑料管","1.安装部位:室内\n2.介质:排水\n3.材质、规格:UPVC管 De50\n4.连接形式:粘接",null,"m","100.8"]
[4,"011612001003","管道拆除","1.管道种类、材质:De50UPVC水箱配套立管拆除",null,"m","100.8"]
[5,"011612002003","卫生洁具拆除","1.卫生洁具种类:水龙头拆除",null,"套","48"]
[6,"031004003003","洗脸盆","1.名称:洗脸盆\n2.材质:人造石\n3.规格、类型:台式\n4.组装形式:成套",null,"组","48"]
[null,null,"分部小计"]
[null,"A.16","拆除工程"]
[1,"011605001003","平面块料拆除","1.拆除原有10厚地砖面层及20厚水泥砂浆结合层，并清扫干净\n2.拆除垃圾外运，运距自行考虑\n3.具体详见图纸及相关规范",null,"m2","358.49"]
[2,"011608002007","铲除涂料面","1.铲除外墙、内墙、独立柱、单梁涂料层\n2.拆除垃圾外运，运距自行考虑\n3.具体详见图纸及相关规范",null,"m2","8736.72"]
[3,"011608002008","铲除涂料面","1.铲除顶棚板底涂料层\n2.拆除垃圾外运，运距自行考虑\n3.具体详见图纸及相关规范",null,"m2","3362.74"]
["本页小计"]
["注：为计取规费等的使用，可在表中增设其中：“定额人工费”。"]
[{"$nulls":9},"表—08"]
["分部分项工程和单价措施项目清单与计价表"]
["工程名称：三号教学楼",{"$nulls":3},"标段：襄城县实验高级中学一号、二号、三号教学楼墙面改造项目",{"$nulls":4},"第 7 页 共 7 页"]
["序号","项目编码","项目名称","项目特征描述",null,"计量单位","工程量","金 额(元)"]
[{"$nulls":7},"综合单价","合 价",null,"其中"]
[{"$nulls":10},"暂估价"]
[4,"011605002003","立面块料拆除","1.拆除1.5m高原有5厚面砖墙面，并清扫干净；\n2.拆除垃圾外运，运距自行考虑\n3.具体详见图纸及相关规范",null,"m2","674.4"]
[5,"011601001003","砖砌体拆除","1.拆除砖砌隔断\n2.拆除盥洗池\n3.拆除垃圾外运，运距自行考虑\n4.具体详见图纸及相关规范",null,"m3","19.84"]
[null,null,"分部小计"]
[null,null,"措施项目"]
[1,"011701008003","外装饰吊篮","1.外装饰吊篮",null,"m2","6257.25"]
[2,"011701006003","满堂脚手架","1.卫生间内墙、天棚粉刷脚手架",null,"m2","2852.88"]
{"$rows_empty":17}
["本页小计"]
["合  计"]
["注：为计取规费等的使用，可在表中增设其中：“定额人工费”。"]
[{"$nulls":9},"表—08"]

{"sheet":"表-11 总价措施项目清单与计价汇总表【三号教学楼】","index":23,"n_rows":34,"n_cols":11,"rows_kept":34,"merged":[[0,0,0,10],[1,0,1,3],[1,4,1,7],[1,8,1,10],[2,3,2,4],[2,7,2,8],[3,3,3,4],[3,7,3,8],[4,3,4,4],[4,7,4,8],[5,3,5,4],[5,7,5,8],[6,3,6,4],[6,7,6,8],[7,3,7,4],[7,7,7,8],[8,3,8,4],[8,7,8,8],[9,3,9,4],[9,7,9,8],[10,3,10,4],[10,7,10,8],[11,3,11,4],[11,7,11,8],[12,3,12,4],[12,7,12,8],[13,3,13,4],[13,7,13,8],[14,3,14,4],[14,7,14,8],[15,3,15,4],[15,7,15,8],[16,3,16,4],[16,7,16,8],[17,3,17,4],[17,7,17,8],[18,3,18,4],[18,7,18,8],[19,3,19,4],[19,7,19,8],[20,3,20,4],[20,7,20,8],[21,3,21,4],[21,7,21,8],[22,3,22,4],[22,7,22,8],[23,3,23,4],[23,7,23,8],[24,3,24,4],[24,7,24,8],[25,3,25,4],[25,7,25,8],[26,3,26,4],[26,7,26,8],[27,3,27,4],[27,7,27,8],[28,3,28,4],[28,7,28,8],[29,3,29,4],[29,7,29,8],[30,0,30,5],[30,7,30,8],[31,0,31,3],[31,4,31,7],[31,8,31,10],[32,0,32,10],[33,0,33,3],[33,4,33,7],[33,8,33,10]]}
["总价措施项目清单与计价表"]
["工程名称：三号教学楼",{"$nulls":3},"标段：襄城县实验高级中学一号、二号、三号教学楼墙面改造项目",{"$nulls":3},"第 1 页 共 1 页"]
["序号","项目编码","项 目 名 称","计 算 基 础",null,"费率(%)","金 额(元)","调整费\n率(%)",null,"调整后金额\n(元)","备 注"]
["1","011707001001","安全文明施工费","分部分项安全文明施工费+单价措施安全文明施工费"]
["2","01","其他措施费（费率类）"]
["2.1","011707002001","夜间施工增加费","分部分项其他措施费+单价措施其他措施费",null,"25"]
["2.2","011707004001","二次搬运费","分部分项其他措施费+单价措施其他措施费",null,"50"]
["2.3","011707005001","冬雨季施工增加费","分部分项其他措施费+单价措施其他措施费",null,"25"]
["3","02","其他（费率类）"]
{"$rows_empty":21}
["合  计"]
["编制人（造价人员）：",{"$nulls":3},"复核人（造价工程师）："]
["注：1.“计算基础”中安全文明施工费可为“定额基价”、“定额人工费”或“定额人工费+定额机械费”，其他项目可为“定额人工费”或“定额人工费+定额机械费”。\n    2.按施工方案计算的措施费，若无“计算基础”和“费率”的数值，也可只填“金额”数值，但应在备注栏说明施工方案出处或计算方法。"]
[{"$nulls":8},"表-11"]

{"sheet":"表-12 其他项目清单与计价汇总表【三号教学楼】","index":24,"n_rows":38,"n_cols":7,"rows_kept":38,"merged":[[0,0,0,6],[1,0,1,2],[1,3,1,4],[1,5,1,6],[2,2,2,3],[2,4,2,5],[3,2,3,3],[3,4,3,5],[4,2,4,3],[4,4,4,5],[5,2,5,3],[5,4,5,5],[6,2,6,3],[6,4,6,5],[7,2,7,3],[7,4,7,5],[8,2,8,3],[8,4,8,5],[9,2,9,3],[9,4,9,5],[10,2,10,3],[10,4,10,5],[11,2,11,3],[11,4,11,5],[12,2,12,3],[12,4,12,5],[13,2,13,3],[13,4,13,5],[14,2,14,3],[14,4,14,5],[15,2,15,3],[15,4,15,5],[16,2,16,3],[16,4,16,5],[17,2,17,3],[17,4,17,5],[18,2,18,3],[18,4,18,5],[19,2,19,3],[19,4,19,5],[20,2,20,3],[20,4,20,5],[21,2,21,3],[21,4,21,5],[22,2,22,3],[22,4,22,5],[23,2,23,3],[23,4,23,5],[24,2,24,3],[24,4,24,5],[25,2,25,3],[25,4,25,5],[26,2,26,3],[26,4,26,5],[27,2,27,3],[27,4,27,5],[28,2,28,3],[28,4,28,5],[29,2,29,3],[29,4,29,5],[30,2,30,3],[30,4,30,5],[31,2,31,3],[31,4,31,5],[32,2,32,3],[32,4,32,5],[33,2,33,3],[33,4,33,5],[34,2,34,3],[34,4,34,5],[35,0,35,1],[35,2,35,3],[35,4,35,5],[36,0,36,6],[37,0,37,2],[37,3,37,4],[37,5,37,6]]}
["其他项目清单与计价汇总表"]
["工程名称：三号教学楼",null,null,"标段：襄城县实验高级中学一号、二号、三号教学楼墙面改造项目",null,"第 1 页 共 1 页"]
["序号","项 目 名 称","金 额(元)",null,"结算金额(元)",null,"备 注"]
["1","暂列金额",{"$nulls":4},"明细详见表-12-1"]
["2","暂估价"]
["2.1","材料（工程设备）暂估价","—      ",{"$nulls":3},"明细详见表-12-2"]
["2.2","专业工程暂估价",{"$nulls":4},"明细详见表-12-3"]
["3","计日工",{"$nulls":4},"明细详见表-12-4"]
["4","总承包服务费",{"$nulls":4},"明细详见表-12-5"]
{"$rows_empty":26}
["合  计",{"$nulls":5},"—"]
["注：材料（工程设备）暂估单价进入清单项目综合单价，此处不汇总。"]
[{"$nulls":5},"表—12"]

{"sheet":"表-12-1 暂列金额明细表【三号教学楼】","index":25,"n_rows":38,"n_cols":7,"rows_kept":38,"merged":[[0,0,0,6],[1,0,1,1],[1,2,1,4],[1,5,1,6],[2,1,2,2],[2,4,2,5],[3,1,3,2],[3,4,3,5],[4,1,4,2],[4,4,4,5],[5,1,5,2],[5,4,5,5],[6,1,6,2],[6,4,6,5],[7,1,7,2],[7,4,7,5],[8,1,8,2],[8,4,8,5],[9,1,9,2],[9,4,9,5],[10,1,10,2],[10,4,10,5],[11,1,11,2],[11,4,11,5],[12,1,12,2],[12,4,12,5],[13,1,13,2],[13,4,13,5],[14,1,14,2],[14,4,14,5],[15,1,15,2],[15,4,15,5],[16,1,16,2],[16,4,16,5],[17,1,17,2],[17,4,17,5],[18,1,18,2],[18,4,18,5],[19,1,19,2],[19,4,19,5],[20,1,20,2],[20,4,20,5],[21,1,21,2],[21,4,21,5],[22,1,22,2],[22,4,22,5],[23,1,23,2],[23,4,23,5],[24,1,24,2],[24,4,24,5],[25,1,25,2],[25,4,25,5],[26,1,26,2],[26,4,26,5],[27,1,27,2],[27,4,27,5],[28,1,28,2],[28,4,28,5],[29,1,29,2],[29,4,29,5],[30,1,30,2],[30,4,30,5],[31,1,31,2],[31,4,31,5],[32,1,32,2],[32,4,32,5],[33,1,33,2],[33,4,33,5],[34,1,34,2],[34,4,34,5],[35,0,35,3],[35,4,35,5],[36,0,36,6],[37,0,37,1],[37,2,37,4],[37,5,37,6]]}
["暂列金额明细表"]
["工程名称：三号教学楼",null,"标段：襄城县实验高级中学一号、二号、三号教学楼墙面改造项目",null,null,"第 1 页 共 1 页"]
["序号","项 目 名 称",null,"计量单位","暂定金额(元)",null,"备 注"]
{"$rows_empty":32}
["合  计",{"$nulls":5},"—"]
["注：此表由招标人填写，如不能详列，也可只列暂定金额总额，投标人应将上述暂列金额计入投标总价中。"]
[{"$nulls":5},"表—12—1"]

{"sheet":"表-12-2 材料(工程设备)暂估价及调整表【三号教学楼】","index":26,"n_rows":38,"n_cols":12,"rows_kept":38,"merged":[[0,0,0,11],[1,0,1,4],[1,5,1,8],[1,9,1,11],[2,0,3,0],[2,1,3,1],[2,2,3,2],[2,3,2,4],[2,5,2,6],[2,7,2,8],[2,9,2,10],[2,11,3,11],[35,0,35,2],[36,0,36,11],[37,0,37,4],[37,5,37,8],[37,9,37,11]]}
["材料（工程设备）暂估单价及调整表"]
["工程名称：三号教学楼",{"$nulls":4},"标段：襄城县实验高级中学一号、二号、三号教学楼墙面改造项目",{"$nulls":3},"第 1 页 共 1 页"]
["序号","材料(工程设备)\n名称、规格、型号","计量\n单位","数 量",null,"暂 估(元)",null,"确 认(元)",null,"差额±(元)",null,"备 注"]
[{"$nulls":3},"暂 估","确 认","单 价","合 价","单 价","合 价","单 价","合 价"]
{"$rows_empty":31}
["合  计"]
["注：此表由招标人填写“暂估单价”，并在备注栏说明暂估价的材料、工程设备拟用在那些清单项目上，投标人应将上述材料、工程设备暂估单价计入工程量清单综合单价报价中。"]
[{"$nulls":9},"表—12—2"]

{"sheet":"表-12-3 专业工程暂估价及结算价表【三号教学楼】","index":27,"n_rows":38,"n_cols":9,"rows_kept":38,"merged":[[0,0,0,8],[1,0,1,2],[1,3,1,5],[1,6,1,8],[2,2,2,3],[2,5,2,6],[3,2,3,3],[3,5,3,6],[4,2,4,3],[4,5,4,6],[5,2,5,3],[5,5,5,6],[6,2,6,3],[6,5,6,6],[7,2,7,3],[7,5,7,6],[8,2,8,3],[8,5,8,6],[9,2,9,3],[9,5,9,6],[10,2,10,3],[10,5,10,6],[11,2,11,3],[11,5,11,6],[12,2,12,3],[12,5,12,6],[13,2,13,3],[13,5,13,6],[14,2,14,3],[14,5,14,6],[15,2,15,3],[15,5,15,6],[16,2,16,3],[16,5,16,6],[17,2,17,3],[17,5,17,6],[18,2,18,3],[18,5,18,6],[19,2,19,3],[19,5,19,6],[20,2,20,3],[20,5,20,6],[21,2,21,3],[21,5,21,6],[22,2,22,3],[22,5,22,6],[23,2,23,3],[23,5,23,6],[24,2,24,3],[24,5,24,6],[25,2,25,3],[25,5,25,6],[26,2,26,3],[26,5,26,6],[27,2,27,3],[27,5,27,6],[28,2,28,3],[28,5,28,6],[29,2,29,3],[29,5,29,6],[30,2,30,3],[30,5,30,6],[31,2,31,3],[31,5,31,6],[32,2,32,3],[32,5,32,6],[33,2,33,3],[33,5,33,6],[34,2,34,3],[34,5,34,6],[35,0,35,3],[35,5,35,6],[36,0,36,8],[37,0,37,2],[37,3,37,5],[37,6,37,8]]}
["专业工程暂估价及结算价表"]
["工程名称：三号教学楼",null,null,"标段：襄城县实验高级中学一号、二号、三号教学楼墙面改造项目",null,null,"第 1 页 共 1 页"]
["序号","工 程 名 称","工程内容",null,"暂估金额\n（元）","结算金额\n(元)",null,"差额±(元)","备 注"]
{"$rows_empty":32}
["合  计",{"$nulls":3},"0.00",{"$nulls":3},"—"]
["注：此表“暂估金额”由招标人填写，投标人应将“暂估金额”计入投标总价中。结算时按合同约定结算金额填写。"]
[{"$nulls":6},"表—12—3"]

{"sheet":"表-12-4 计日工表【三号教学楼】","index":28,"n_rows":38,"n_cols":10,"rows_kept":38,"merged":[[0,0,0,9],[1,0,1,3],[1,4,1,6],[1,7,1,9],[2,0,3,0],[2,1,3,1],[2,2,3,2],[2,3,3,4],[2,5,3,5],[2,6,3,7],[2,8,2,9],[4,3,4,4],[4,6,4,7],[5,3,5,4],[5,6,5,7],[6,0,6,7],[7,3,7,4],[7,6,7,7],[8,3,8,4],[8,6,8,7],[9,0,9,7],[10,3,10,4],[10,6,10,7],[11,3,11,4],[11,6,11,7],[12,0,12,7],[13,3,13,4],[13,6,13,7],[14,3,14,4],[14,6,14,7],[15,3,15,4],[15,6,15,7],[16,3,16,4],[16,6,16,7],[17,3,17,4],[17,6,17,7],[18,3,18,4],[18,6,18,7],[19,3,19,4],[19,6,19,7],[20,3,20,4],[20,6,20,7],[21,3,21,4],[21,6,21,7],[22,3,22,4],[22,6,22,7],[23,3,23,4],[23,6,23,7],[24,3,24,4],[24,6,24,7],[25,3,25,4],[25,6,25,7],[26,3,26,4],[26,6,26,7],[27,3,27,4],[27,6,27,7],[28,3,28,4],[28,6,28,7],[29,3,29,4],[29,6,29,7],[30,3,30,4],[30,6,30,7],[31,3,31,4],[31,6,31,7],[32,3,32,4],[32,6,32,7],[33,3,33,4],[33,6,33,7],[34,3,34,4],[34,6,34,7],[35,0,35,7],[36,0,36,9],[37,0,37,3],[37,4,37,6],[37,7,37,9]]}
["计 日 工 表"]
["工程名称：三号教学楼",{"$nulls":3},"标段：襄城县实验高级中学一号、二号、三号教学楼墙面改造项目",null,null,"第 1 页 共 1 页"]
["编号","项 目 名 称","单位","暂定数量",null,"实际数量","综合单价\n(元)",null,"合 价(元)"]
[{"$nulls":8},"暂 定","实 际"]
["一","人工"]
[1]
["人工小计"]
["二","材料"]
[1]
["材料小计"]
["三","施工机械"]
[1]
["施工机械小计"]
["四","企业管理费和利润"]
{"$rows_empty":21}
["总  计"]
["注：此表项目名称、暂定数量由招标人填写，编制招标控制价时，单价由招标人按有关计价规定确定；投标时，单价由投标人自主报价，按暂定数量计算合价计入投标总价中。结算时，按发承包双方确认的实际数量计算合价。"]
[{"$nulls":7},"表—12—4"]

{"sheet":"表-12-5 总承包服务费计价表【三号教学楼】","index":29,"n_rows":38,"n_cols":9,"rows_kept":38,"merged":[[0,0,0,8],[1,0,1,2],[1,3,1,5],[1,6,1,8],[2,2,2,3],[2,5,2,6],[3,2,3,3],[3,5,3,6],[4,2,4,3],[4,5,4,6],[5,2,5,3],[5,5,5,6],[6,2,6,3],[6,5,6,6],[7,2,7,3],[7,5,7,6],[8,2,8,3],[8,5,8,6],[9,2,9,3],[9,5,9,6],[10,2,10,3],[10,5,10,6],[11,2,11,3],[11,5,11,6],[12,2,12,3],[12,5,12,6],[13,2,13,3],[13,5,13,6],[14,2,14,3],[14,5,14,6],[15,2,15,3],[15,5,15,6],[16,2,16,3],[16,5,16,6],[17,2,17,3],[17,5,17,6],[18,2,18,3],[18,5,18,6],[19,2,19,3],[19,5,19,6],[20,2,20,3],[20,5,20,6],[21,2,21,3],[21,5,21,6],[22,2,22,3],[22,5,22,6],[23,2,23,3],[23,5,23,6],[24,2,24,3],[24,5,24,6],[25,2,25,3],[25,5,25,6],[26,2,26,3],[26,5,26,6],[27,2,27,3],[27,5,27,6],[28,2,28,3],[28,5,28,6],[29,2,29,3],[29,5,29,6],[30,2,30,3],[30,5,30,6],[31,2,31,3],[31,5,31,6],[32,2,32,3],[32,5,32,6],[33,2,33,3],[33,5,33,6],[34,2,34,3],[34,5,34,6],[35,2,35,3],[35,5,35,6],[36,0,36,8],[37,0,37,2],[37,3,37,5],[37,6,37,8]]}
["总承包服务费计价表"]
["工程名称：三号教学楼",null,null,"标段：襄城县实验高级中学一号、二号、三号教学楼墙面改造项目",null,null,"第 1 页 共 1 页"]
["序号","项 目 名 称","项目价值（元）",null,"服务内容","计算基础",null,"费率(%)","金 额(元)"]
{"$rows_empty":32}
[null,"合    计","-",null,"-",null,null,"-"]
["注：此表项目名称、服务内容由招标人填写，编制招标控制价时，费率及金额由招标人按有关计价规定确定；投标时，费率及金额由投标人自主报价，计入投标总价中。"]
[{"$nulls":6},"表—12—5"]

{"sheet":"表-13 规费、税金项目计价表【三号教学楼】","index":30,"n_rows":37,"n_cols":8,"rows_kept":37,"merged":[[0,0,0,7],[1,0,1,2],[1,3,1,5],[1,6,1,7],[2,2,2,3],[2,5,2,6],[3,2,3,3],[3,5,3,6],[4,2,4,3],[4,5,4,6],[5,2,5,3],[5,5,5,6],[6,2,6,3],[6,5,6,6],[7,2,7,3],[7,5,7,6],[8,2,8,3],[8,5,8,6],[9,2,9,3],[9,5,9,6],[10,2,10,3],[10,5,10,6],[11,2,11,3],[11,5,11,6],[12,2,12,3],[12,5,12,6],[13,2,13,3],[13,5,13,6],[14,2,14,3],[14,5,14,6],[15,2,15,3],[15,5,15,6],[16,2,16,3],[16,5,16,6],[17,2,17,3],[17,5,17,6],[18,2,18,3],[18,5,18,6],[19,2,19,3],[19,5,19,6],[20,2,20,3],[20,5,20,6],[21,2,21,3],[21,5,21,6],[22,2,22,3],[22,5,22,6],[23,2,23,3],[23,5,23,6],[24,2,24,3],[24,5,24,6],[25,2,25,3],[25,5,25,6],[26,2,26,3],[26,5,26,6],[27,2,27,3],[27,5,27,6],[28,2,28,3],[28,5,28,6],[29,2,29,3],[29,5,29,6],[30,2,30,3],[30,5,30,6],[31,2,31,3],[31,5,31,6],[32,2,32,3],[32,5,32,6],[33,2,33,3],[33,5,33,6],[34,0,34,4],[34,5,34,6],[35,0,35,2],[35,3,35,7],[36,0,36,2],[36,3,36,5],[36,6,36,7]]}
["规费、税金项目计价表"]
["工程名称：三号教学楼",null,null,"标段：襄城县实验高级中学一号、二号、三号教学楼墙面改造项目",null,null,"第 1 页 共 1 页"]
["序号","项 目 名 称","计 算 基 础",null,"计算基数","计算费率\n(%)",null,"金 额(元)"]
["1","规费","定额规费+工程排污费+其他"]
["1.1","定额规费","分部分项规费+单价措施规费"]
["1.2","工程排污费"]
["1.3","其他"]
["2","增值税","不含税工程造价合计",null,null,"9"]
{"$rows_empty":26}
["合  计"]
[" 编制人（造价人员）：",null,null,"复核人（造价工程师）："]
[{"$nulls":6},"表—13"]

{"sheet":"表-14 主要材料价格表【三号教学楼】","index":31,"n_rows":12,"n_cols":10,"rows_kept":12,"merged":[[0,0,0,9],[1,0,1,1],[1,2,1,7],[1,8,1,9],[2,1,2,2],[2,7,2,8],[3,1,3,2],[3,7,3,8],[4,1,4,2],[4,7,4,8],[5,1,5,2],[5,7,5,8],[6,1,6,2],[6,7,6,8],[7,1,7,2],[7,7,7,8],[8,1,8,2],[8,7,8,8],[9,1,9,2],[9,7,9,8],[10,1,10,2],[10,7,10,8],[11,1,11,2],[11,7,11,8],[12,1,12,2],[12,7,12,8],[13,1,13,2],[13,7,13,8],[14,1,14,2],[14,7,14,8],[15,1,15,2],[15,7,15,8],[16,1,16,2],[16,7,16,8],[17,1,17,2],[17,7,17,8],[18,1,18,2],[18,7,18,8],[19,1,19,2],[19,7,19,8],[20,1,20,2],[20,7,20,8],[21,1,21,2],[21,7,21,8],[22,1,22,2],[22,7,22,8],[23,1,23,2],[23,7,23,8],[24,1,24,2],[24,7,24,8],[25,1,25,2],[25,7,25,8],[26,1,26,2],[26,7,26,8],[27,1,27,2],[27,7,27,8],[28,1,28,2],[28,7,28,8],[29,1,29,2],[29,7,29,8],[30,1,30,2],[30,7,30,8],[31,1,31,2],[31,7,31,8],[32,1,32,2],[32,7,32,8],[33,1,33,2],[33,7,33,8],[34,1,34,2],[34,7,34,8],[35,1,35,2],[35,7,35,8]]}
["主要材料价格表"]
["工程名称：",null,"三号教学楼",{"$nulls":5},"第 1 页 共 1 页"]
["序号","材料编码",null,"材料名称","规格、型号\n等特殊要求","单位","数 量","单 价",null,"合 价"]
[1,"04010107",null,"白水泥",null,"kg"]
[2,"04010133",null,"水泥","42.5","t"]
[3,"04130141",null,"烧结煤矸石普通砖","240*115*53","千块"]
[4,"13030115",null,"苯丙乳胶漆外墙用",null,"kg"]
[5,"13030237@2",null,"聚氨酯防水涂料",null,"kg"]
[6,"13050205",null,"JS复合防水材料",null,"kg"]
[7,"80010541",null,"预拌抹灰砂浆(干拌) DP M20",null,"m3"]
[8,"80010541@1",null,"预拌抹灰砂浆(干拌) DP M15",null,"m3"]
[9,"80010741",null,"预拌砌筑砂浆(干拌)","DM M5","m3"]